## Preliminaries
Item | Description | Gh¢ GhP
A. | Format of Bills of Quantities
These Bills of Quantities have been prepared in accordance with the "Standard Method of Measurement of Building Works",Seventh (7th) Edition (metric) Revised SMM7R (metric) dated July 1998 issued by the Royal Institution of Chartered Surveyors (R.I.C.S.) and the building Employers Confederation (B.E.C.) both of the United Kingdom. However, departures from this method of measurement (see General Notes on Method of Measurement) have been effected to reduce the number of measured Labour items and also to simplify certain other measured items. The Contractor must allow for this departures in his/her pricing so that his/her tender figure shall represent the total cost of all items of works involved in the project. No claim for extra payment will be entertained on the ground that method of the measurement adopted does not comply with the said Standard Method of Measurement.
B. | Prohibition of Use
The quantities given in the Bills of Quantities are not intended for ordering of materials/components. Quantities for use in ordering materials/components must be calculated by the Contractor by measurement on site or from contract drawings.
C. | Definition of Abbreviations
Abbreviations have been used in the Bills of Quantities for the units of measurement and the Contractor should take due notice of the under-mentioned:
m3/cu. m. - Cubic Metre
m2/sq. m. - Square Metre
lm - Linear Metre
mm - Millimetre
kg - Kilogramme
T/ton - Tonne
No./Nr. - Number
D | Alterations to the Bills of Quantities
No alterations or qualifications of any kind whatsoever shall be made by the Contractor to the text of the Bills of Quantities unless authorised or directed in writing by the Engineer or Quantity Surveyor. If any unauthorised alteration or qualification is made by the Contractor, it will be ignored and the text prepared text will be rigidly adhered to.
E | Preamble References
To avoid long descriptions and repetitions, certain description of measured items contain only brief details of materials and/or workmanship and reference to a preamble clause. Whether specifically referred to or not, items in the preambles section in these Bills of Quantities are deemed to qualify and be part of every description of measured work to which they refer and shall be deemed to have been taken into consideration in pricing the whole of these Bills of Quantities.
F | Priced Bills of Quantities
Should there be a difference between a Contractor's Tender Sum and the arithmetically corrected Tender Figure of the "measured works" (after a complete technical and arithmetical check) an adjustment will be made to the rates by agreement. Conversely, a percentage adjustment shall be calculated by using the total amount of the errors in relation to the value of the "measured works" and thus leaving the original Tender Sum unaltered. Variations to the "measured works" in both approaches shall be subject to the same rate amendments or percentage adjustments respectively.
TO COLLECTION
Item | Description | Gh¢ GhP
A | Provisional Sum
The Provisional Sum in these Bills of Quantities are used solely to indicate a gross amount inclusive of Contractor's profit and all other elements of loss. These sums will be expended or deducted in whole or in part as required by the Engineer and no claim for loss of profit will be entertained in this respect. The Contractor must not order expenditure against any work covered by Provisional Sums unless receipt of order in writing from the Engineer.
B | Prime Cost (PC) Sums
Prime Cost (PC) Sums included in these Bills of Quantities are for goods to be supplied by a Supplier or work to be executed by a Contractor both to be nominated by the Project Manager, P.C. Sums shall be understood to mean the NET amount expended in favour of such persons after deducting all discounts and shall include all taxes (where applicable) and the cost of packing, carriage/freight and delivery as specified. All such PC Sums are at the complete disposal of the Project Manager who may direct how they are expended, deducted in whole or in part from the Contract Sum.
Following a PC Sum, provision has been made for the Contractor to insert an element of profit and attendance. The Contractor shall express the element of profit as a percentage of the PC Sum and that of attendance as a lump sum.
C | Price Adjustment
Adjustment for fluctuations in Basic Rates for labour and materials will be for the cost of inputs provided in the contract data and will be based on price adjustment formula at (Clause 47).
D | Description of the Works
The Works represented by these Bills of Quantities comprise: The removal of existing chain link fence and the design, supervision and construction of a new brick wall and 2no. security gate post. Prices for the above works are deemed to include for design, supervision and constructing of the works in the sequence required by the design as expressed in the contract documentation and as shown on the drawings accompanying these Bills of Quantities, including all necessary out of sequence working required by the form of construction, and the services installation. The sequence of works shall otherwise be at the Contractor's discretion.
E | Names of Employer and Consultants Named in the Contract
Employer: Minerals Commission of Ghana, P. O. Box M 258, Accra
Consultant: Fasota Limited,Kumasi
P.O. Box AH 8689, Kumasi .
Drawings
Refer to section VI for Drawings used in the preparation of these Bills of Quantities
C. | Tender Drawings
The drawings which have been used in the preparation of these Bills of Quantities but which are not supplied with the tender document may be inspected at the offices of the Project Manager by appointment only. The Contractor shall be deemed to have inspected a full set of the drawings other tender documents before tendering and no claim for want of knowledge in this respect will be entertained.
TO COLLECTION
Item | Description | Gh¢ GhP
A. | Definition of Terms
The following terms wherever used in this Schedule of Conditions of Contractor or in the Bill of Quantities shall have the various meanings set forth against them.
"Employer" means Minerals Commission of Ghana.
"Contractor" means the persons or partnership, firm or company who has or have signed this contract and includes his/her or their heirs, executors, assignees, successors and duly appointed representatives.
"Project Manager" means person appointed from time to time by the Employer and notified in writing to the Contractor to act in that capacity or under him/her as his/her appointed representative to exercise any of his/her functions under the provisions of the contract.
"Supervising Officer" means any Resident Engineer or Engineer or Clerk of Works or Works Superintendent appointed from time to time by the Project Manager or by the Consultant to watch and supervise the execution, completion and maintenance of the Works and to test and examine any materials to be used or workmanship employed in connection with the Works.
"Quantity Surveyor" means any Quantity Surveyor appointed from time to time by the Project Manager or by the Consultant to act in that capacity.
"Works" shall mean all or any portion of the works, materials/components and articles to be used in the execution of this project.
"Site" means the land set apart and made available to the Contractor by the Employer upon which the Works under this contract are to be executed.
"Drawing" means the drawings referred to any enumerated in the ARTICLES OF AGREEMENT and all supplementary drawings which the Project Manager may from time to time issue to the Contractor.
"Extra Works" means any work not included in this Contract as shown on the Drawings or described in these Bills of Quantities or reasonably to be implied there from which the Consultant may direct the Contractor to execute during the performance of this contract.
"Approved" means approved in writing by the Project Manager.
"Direct" means directed in writing by the Project Manager.
B. | Conditions of Contract
The Articles of Agreement and Conditions of Contract shall be those contained in the Public Procurement Guidelines of the Public Procurement Authority of the Republic of Ghana Conditions of Contract for Medium Works as well as contained in this Contract.
The following is a list of provisions referred to and the Contractor shall allow against each in his prices any sum or sums It may consider necessary to cover the cost involved in complying with them.
C | Clerk of works
Include the Provisional Sum of Gh¢85,000.00 to be paid to the Clerk of Works.
Clerk of Works Accommodation
D | Include the provisional sum of (Gh¢30,000.00) for the provision of furnished residence for Clerk of Works
Fuel for resident team
E | Include the provisional sum of (Gh¢60,000.00) for fuel allowance to the resident team
TO COLLECTION
Item | Description | Gh¢ GhP
A. | Clause No. 1 Definitions
Clause No. 2 Interpretation
Clause No. 3 Language and Law
Clause No. 4 Duties and Authority of Project Manager
Clause No. 5 Delegation
Clause No. 6 Communications
Clause No. 7 Subcontracting
Clause No. 8 Other Contractors
Clause No. 9 Personnel
Clause No. 10 Employer's and Contractor's Risks
Clause No. 11 Employer's risks
Clause No. 12 Contractor's Risks
Clause No. 13 Insurance
Clause No. 14 Site Investigations Report
Clause No. 15 Queries about the Contract Data
Clause No. 16 Contractor to Construct the Works
Clause No. 17 The Works to be completed by the Intended Completion
Date
Clause No. 18 Approved by the Project Manager
Clause No. 19 Safety
Clause No. 20 Discoveries
Clause No. 21 Possession of the Site
Clause No. 22 Access to the Site
Clause No. 23 Instructions
Clause No. 24 Disputes
Clause No. 25 Procedure for Disputes
Clause No. 26 Replacement of Adjudicator
Clause No. 27 Programme
Clause No. 28 Extension of the Intended Completion Date
Clause No. 29 Acceleration
Clause No. 30 Delays Ordered by the Project Manager
Clause No. 31 Management Meetings
Clause No. 32 Early Warning
Clause No. 33 Identifying Defects
Clause No. 34 Test
Clause No. 35 Correction of Defect
Clause No. 36 Uncorrected Defects
TO COLLECTION
Item | Description | Gh¢ GhP
Cost Control
Clause No. 37 Bills of Quantities
Clause No. 38 Changes in the Quantities
Clause No. 39 Variations
Clause No. 40 Payments for Variations
Clause No. 41 Cash Flow Forecasts
Clause No. 42 Payment Certificates
Clause No. 43 Payments
Clause No. 44 Compensation Events
Clause No. 45 Tax
Clause No. 46 Currencies
Clause No. 47 Price Adjustments
Clause No. 48 Retention
Clause No. 49 Liquidated Damages
Clause No. 50 Advance Payment
Clause No. 51 Securities
Clause No. 52 Dayworks
Clause No. 53 Cost of Repairs
Clause No. 54 Completion
Clause No. 55 Taking Over
Clause No. 56 Final Accounts
Clause No. 57 Operating and Maintenance Manuals
Clause No. 58 Termination
Clause No. 59 Payment Upon Termination
Clause No. 60 Property
Clause No. 61 Release from Performance
A. | Performance Bond
The Contractor shall be required within fourteen (14) days of the signing of the contract to enter into a written, signed and witnessed bond to guarantee the due performance of the works in the sum of thirty percent (30%) or ten percent (10%) of the total amount of the contract for performance bond or performance guarantee respectively.
The acceptance of a Performance Bond obtained by the Contractor with a Bank or Insurance Company shall be at the sole discretion of the Employer. The bond will remain in force until such time as the Contractor has made good the defects notified to him/her by the Engineer in accordance with the Conditions of Contract.
It shall be deemed that the Contractor has made due allowance in his/her tender for the cost of obtaining the bond to collection the bond.
B | Advance Guarantee
Should any advance be given, the Contractor shall provide as a condition precedent, an acceptable advance guarantee from a Bank or Insurance Company covering the amount of the advance until its repayment in full.
TO COLLECTION
Item | Description | Gh¢ GhP
A | Direct Payments
The Direct Payment are for works, materials/components to be provided either by the Employer or by persons directly contracted to/or directly engaged by him/her. The sums will not be paid to or through the Contractor. They will be deducted in full from the contract sum as and when the works and materials/components are delivered.
B | Setting Out the Works
At commencement of the contract and during progress of the works, the Contractor shall set out the whole of the works in accordance with the drawings and in conjunction with levels and measurements taken on the site and shall be responsible for the accuracy thereof, and if inaccurate, for making alterations as required by the Engineer.
The Contractor shall perform all setting out by a method to be approved by the Engineer and provide all instruments, templates, rods and setting out boards etc. as may be necessary for this purpose and where required maintain these for reference during the progress of the works.
The Contractor shall protect and preserve all bench marks, site rails, pegs and other items used for setting out the works.
C | Existing Materials on Site
Sand, gravel, vegetable soil, turf and other materials obtained from the site shall remain the property of the Employer until removed from the site in accordance with the contract. Excavations shall not be made or enlarged for the purpose of obtaining such materials. These materials shall not be used for any purpose other than for the execution of the works.
D | Maintenance of Services
The Contractor shall protect, uphold, temporarily direct and maintain all pipes, ducts, drains, sewers, service mains, overhead cables and the like during the execution of the works. The Contractor shall make good damage to any cause within its control at its own expense or pay any costs and charges in connection therewith. Approval shall be obtained at least two (2) weeks in advance if any services have to be interrupted.
E | Temporary Accommodation for the Employer
The Contractor shall at his/her own expense provide and erect suitable offices of not less than fourteen (14) square metres in floor area for the exclusive sue of the Engineer, Clerk of Works, Engineer(s) and Quantity Surveyor consisting of two (2) separate rooms complete with plan chest, tables and chairs, other furniture and equipment including the supply of electricity.
The Contractor shall provide and maintain temporary sanitary accommodation and facilities for the exclusive use of the Engineer, Clerk of Works, Engineer(s)) and Quantity Surveyor. After, shift and adapt from time to time as necessary and clear away on completion.
F | Temporary Name Board
The Contractor shall provide a timber notice board at the entrance of the site bearing the names of the Project, Contractor, and all Consultants. The size, design and colour of the notice board shall be subject to the approval of the Engineer.
TO COLLECTION
Item | Description | Gh¢ GhP
A | Advertising Right
The Contractor shall not display any other notice or advertisement in any form on any part of the site, works, hoardings or adjoining ground without the prior approval in writing of the Engineer.
B | Telephone for the Employer
The Contractor shall provide and maintain an independent telephone service to the Employer representative's temporary site office for the full period of the works and pay all connection charges and expenses.
The cost of telephone calls made on behalf of the Employer from the telephone is given as a Provisional Sum.
C | Confirmation of Verbal Instructions
The Contractor shall keep on site at all times a record of all verbal instructions and shall send copies to the Engineer and Quantity Surveyor within seven (7) days of these being given.
D | Surveying Equipments
The Contractor shall provide and keep on the works a level tripod and staff for the sole use of the Clerk of Works and other artisans employed directly by the Employer. The instrument shall be maintained in proper adjustment by the Contractor who shall also provide all necessary attendance.
NOMINATED SUB-CONTRACTORS, SUPPLIERS AND PUBLIC BODIES
E | Nominated Sub-Contractors
The Contractor shall be responsible for the supervision and administration of any Nominated Sub-Contractor in accordance with the Conditions of Contract and will be required to arrange a programme with each Nominated Sub-Contractor.
Works required to be executed by a Nominated Sub-Contractor are given as Prime Cost (PC) Sums.
F | Payments to Nominated Sub-Contractors
At the time of every valuation of the works for Interim Certificate purposes, the Contractor shall submit in duplicate (through Consultants as applicable) with one copy to the Quantity Surveyor, a statement from each of the Nominated Sub-Contractors showing:
I. ► The gross amount (including cash discount and retention) claimed in
the current valuation.
II. ►The amount received from the Contractor to date before deduction
of contra charges.
Amount in respect of Nominated Sub-Contractors will not be included in valuation unless these statements are receive in good time.
These statements will be accepted as "reasonable proof" of payments to the Nominated Sub-Contractor, however, in addition, the receipted invoices of Nominated Sub-Contractors, shall be submitted to the Quantity Surveyor as a proof of such payments.
TO COLLECTION
Item | Description | Gh¢ GhP
A | General Attendance
The Contractor shall allow against the items following each Prime Cost Sum described as "General Attendance" for nominated Sub-Contractors. This item is to include for use of the Contractors temporary roads, paving and paths, standing scaffolding, standing power, operated hoisting plant, the provision of temporary lighting and water supplies, clearing away rubbish, provision of space for the Nominated Sub-Contractors own offices and for the storage of plant and materials and the use of messrooms, sanitary accommodation and welfare facilities..
In addition, the Contractor shall give such facilities as the Engineer may consider reasonable to all Nominated Sub-Contractors or Companies employed upon the works.
The Contractor shall give all such Nominated Sub-Contractors or Companies all information reasonably necessary to enable them to set out and execute their work properly in harmony with the surroundings and with other regards and shall not allow them to proceed otherwise.
B | Special Attendance
Where required, the Contractor shall allow against the items following some Prime Cost Sums described as "Special Attendance" for some Nominated Sub-Contractors shall be given as an item in each case giving particulars (e.g. unloading, storing, hoisting, placing in position, providing power and additional or special scaffolding).
The Contractor will be required to produce evidence to the Engineer that a Sub-Contract agreement has been entered into with each Sub-Contractor and when required, produce relevant documents to the Engineer for inspection.
The Engineer will require proof of payment of previously certified monies to Nominated Sub-Contractors before certifying any and/or final payment.
C | Provisional Sums Tendered for by Contractor
Should the Contractor tender for work covered in the Bill of Quantities by a Provisional Sum, the Contractor will be deemed to have included for all profit, overheads, discounts etc., required by him/her in his/her Sub-tender and the Provisional Sum included in these Bills of Quantities together with any profit shall be omitted if his/her tender is accepted.
D | Builder's Work
Unless otherwise stated, Builder's Work in connection with Nominated Sub-Contractor's Work shall be measured separately. The Contractor shall be responsible for ascertaining and co-ordinating Nominated Sub-Contractors requirements for all holes, chases, fixings and the like to structural concrete, block work and for obtaining the prior approval of the Engineer thereto. Holes and chases in concrete shall be formed at the time of casting the concrete and shall not be cut later, except with the approval of the Engineer. No claim shall be considered for the extra cost of cutting away work already built as a result of the failure of Contractor to obtain sufficient particulars before hand.
E | Nominated Suppliers
Nominated Suppliers are given at Prime cost Sums. The Engineer reserves the right to inspect the relevant contracts of sale of all Nominated Suppliers.
TO COLLECTION
Item | Description | Gh¢ GhP
A | Fix Only
The term 'FIX ONLY" used in connection with the fixing of goods and materials obtained from a Nominated Supplier shall be held to include in addition to the stipulations in the Standard Method of Measurement, the opening of crates and packages, inspecting goods and materials before taking delivery, notifying the Nominated Supplier of any breakages or deficiencies and ensuring rectification of any irregularities. No claim will be considered for extra costs or delay in consequence of any neglect on the part of the Contractor to carry out such inspection.
The Contractor shall allow for taking delivery of goods at the Nominated Suppliers warehouse (where applicable and transporting it to site). It must allow in addition for providing adequate and effective insurance cover for all materials from the point at which the suppliers insurance liability ceases until the time that such materials components are installed.
B | Contractor's Responsibility
The Contractor shall be responsible for agreeing with each Nominated Sub-Contractor/Supplier the dates at which It will require their respective approved drawings so that the works can progress regularly and diligently and shall keep the Engineer informed of all such agreed dates.
GENERAL FACILITIES AND OBLIGATIONS
C | Plant, Tools and Vehicles
The Contractor shall provide, maintain and remove on completion mechanical and other plant, transport, fuel, tols, tackle, scaffolding, stagging, instruments, implements and equipment of every description necessary for the full and complete execution of every part of the works. All work in connection with plant, scaffolding, staging, working accommodation, and the like shall be executed and maintained to the requirements of the Area Local Authority and to the satisfaction of the Engineer.
D | Grid of Levels
Immediately on hand over of the site and before any work has been commenced, the Contractor shall arrange for a grid of levels to be taken of the site in the presence of and agreed by the Engineer and shall supply the Engineer and Quantity Surveyor with copies thereof.
E | Warning Lights
The Contractor shall provide and maintain all necessary temporary warning lights and notices in connection with scaffolding, fans, gantries, guardrail, hoardings and the like.
F | Working Drawings
The Contractor shall keep working drawings for all works on site at all times pasted on approved flat board and protected at all times from damage.
G | Articles of Value and Burial Remains
All coins or articles of value or antiquity which may be discovered in the excavations and/or on the site shall remain the property of the Employer and must be delivered up to the Engineer for instructions.
The Contractor shall, on discovery on site of bones or burial remains, adequately protect same and inform the Engineer for instructions.
TO COLLECTION
Item | Description | Gh¢ GhP
A | Contractor's Supervision
The Contractor shall provide full and adequate supervision during the progress of the works and shall keep a competent and authorised person (approved by the Engineer) in-charge of the works at all reasonable times. Such a person in-charge shall be responsible for the supervision, co-ordination and administration of the works and must be able to receive and act upon (on behalf of the Contractor) all instructions, directions or orders issued by the Engineer or his/her representative.
B | Obligations of Contractor
The Employer may engage other specialists, artisans or workers to execute works not forming part of this contract.
The Contractor shall be deemed to have made allowance for his/her responsibilities and obligations in connection with any persons directly engaged by the Employer.
C | Co-ordination etc. of Work not Forming Part of this Contract
The Contractor shall be responsible for the co-ordination of work not forming part of this contract with the remainder of the works. The Contractor shall provide the various Authorities or Specialist Companies carrying out such work with sufficient information regarding line, level etc. as shown on the drawings, to enable them to provide and lay mains, cables etc. along routes on or adjacent to the site without any undue delays or interruptions and to suit the programme for the works.
D | Temporary Sheds
The Contractor shall provide and maintain temporary water-tight lock-up sheds for the storage of materials, tools and tackle for the use of all persons employed on the site including Nominated Sub-Contractors/Suppliers and others. ¦After, shift and adapt from time to time as necessary. Those sheds used for storage of cement and other perishable materials and the like shall have raised floors. Reinforcing bars, pipes and the like shall be racked under cover. Clear away on completion and reinstate all works disturbed.
E | Temporary Office Accommodation
The Contractor shall provide and maintain adequate office and other temporary accommodation and facilities for the use of the Contractor's site staff and for site meetings. After, shift and adapt from time to time as necessary and clear away on completion.
F | Temporary Fencing, Hoardings, Screens Fans and Similar Items
The Contractor shall provide and maintain all necessary temporary hoardings, screens, fencing and gates to adequately enclose all the boundaries of the site for the duration of the contract for the protection of the public and for the proper execution of the works. Clear away on completion and reinstate all works disturbed.
G | Maintenance of Public and Private Property
The Contractor shall maintain public and private property (i.e. carriageways, footpaths, ditches, kerbs and the like) and shall keep the approach to the site free from excavated material, mud and debris. The Contractor shall be held responsible for and must make good at his/her own expense any damage caused in carriageways, kerbs, pavements, pavings, lamp posts, fencing, drain pipes, cables, main services etc. arising from the execution of the works.
H | Temporary Roads, Hardstandings, Crossovers and Similar Items
The Contractor shall provide and maintain as necessary all temporary roads, tracks, paths, hardstandings, shed bases, pavement, crossovers, and other temporary works and the like including those required by Nominated Sub-Contractors/Suppliers and others. Clear away on completion and reinstate all works disturbed.
TO COLLECTION
Item | Description | Gh¢ GhP
A | Temporary Sanitary Accommodation
The Contractor shall provide, maintain and keep in a hygienic condition adequate temporary sanitary accommodation and facilities for all persons employed on the works including Nominated Sub-Contractors. Alter, shift and adapt from time to time as necessary. On completion of the works, the Contractor shall remove/ clear the said facilities, disinfect the ground and leave same in a clean and orderly manner.
B | Site Meetings
The Contractor shall hold progress meetings which shall be attended by representatives of all Nominated Sub-Contractors/Suppliers engaged on the works, (and required by him/her to be present) to co-ordinate progress and ensure that the programme is met in all aspects.
As soon as practicable, after the progress meeting, the Contractor shall convene a site meeting to be chaired and recorded by the Engineer and attended by all Consultants and such other parties as may be appropriate. The Contractor shall be responsible for circulating minutes to all appropriate Nominated Sub-Contractors and for informing them of meetings and for providing the usual facilities and services required by such meetings.
C | Site Security
The whole of the works including those of Nominated Sub-Contractors shall be under the protection of the Contractor until the works are formally handed over to the Employer. Therefore, the Contractor shall safeguard the works, materials and plant against damage or theft. It will provide all necessary watching and lighting for the security of the works and the protection of the public. It will provide shelter and fuel for any watchman as required.
The Contractor shall be held responsible for the theft of any materials, plant, tools etc. while executing the works.
D | Protection of Works
The Contractor shall allow for protecting, in an approved manner, all parts of the works liable to damage from the effects of the sun, rain, drying winds or other unfavourable weather conditions. It shall further include for casing or otherwise suitably protecting all work of any description from any injury or damage arising out of the execution of the works. Should any part of the works become damaged, it must be reinstated to the Engineer's satisfaction and at the Contractor's sole expense.
E | Protection Against Damage and Injury
The Contractor shall allow for providing all temporary fans, gantries, hoardings, guardrails, special protection and other means to all sides of the works and site as necessary to fully and efficiently protect adjoining property, persons, vehicles and the like from damage or injury and as required for the proper execution and completion of the whole of the works. It shall indemnify the Employer against all such damage or injury and reinstate and make good any damage caused.
F | Water for the Works
The Contractor shall provide water required for the works including that required by Nominated Sub-Contractors. The Contractor shall provide temporary arrangement for storing and distributing water on the site and alter, adapt and maintain as required and clear away on completion and pay all fees and charges in connection.
All work in connection with the water supply shall be executed in accordance with the requirements of the Local Water Company.
TO COLLECTION
Item | Description | Gh¢ GhP
A. | Temporary Lighting and Power
The Contractor shall provide all necessary temporary electric lighting and power for the works, including that required by Nominated Sub-Contractors. The Contractor shall make temporary arrangement for distributing power on the site and alter, adapt and maintain as required and clear away on completion and pay all fees and charges in connection. All such electrical work shall be executed in conformance with the requirement or regulations of the Local Electricity Company
B. | Social Security Act
The Contractor shall allow for all costs arising out of the Social Security Act.
C | Fair Wages
The Contractor shall pay rates and wages and observe hours and conditions of labour which are not less favourable than the general level of wages, hours and conditions observed by other Building Trade Employers whose general circumstances in the Construction industry are similar.
D. | Police Regulations
The Contractor shall allow for all costs arising from restrictions that may be imposed by the Police or other Authorities upon the execution of the works.
E. | Programme Chart
Within fourteen (14) days of the order to commence the works, the Contractor shall prepare and submit for the Engineer's approval a comprehensive programme chart covering all aspects of the works showing earliest and latest start and finish dates for each activity including all Nominated Sub-Contract work. The Contractor shall allow for preparing four (4) sets at monthly intervals or at stages to be determined by the Engineer.
F | Safefty, Health and Welfare
The Contractor shall be responsible for the welfare of all work people engaged upon the works and shall maintain all Safety, Health and Welfare measures for their protection. Amenities are to be provided of a suitable standard and are to be in accordance with any statute applicable. The Contractor shall recognise and allow for all statutory and religious holidays and rites.
G | Hard Hat and Protective Clothing
The Contractor shall provide all site operatives with protective clothing such as hard hat and protective foot wear (i.e. wellington boots) to protect such operatives from head and foot injury. The Contractor shall also provide all visitors to the site including all resident construction professionals with protective clothing such as hard hat and wellington boots and insist on their use.
H | Expenses on Labour
The Contractor shall allow for all emoluments and expenses arising out of Government, Trade Union and other applicable rules for the Construction Industry. Allow for all costs including transport in sending out or bringing labour to the site. Allow for all payments in respect of holidays with pay, the application of any bonus scheme and for all overtime and incentives which the Contractor may offer in order to attract and retain the necessary labour on the site and to achieve the date for completion.
J | Labour Returns
The Contractor shall keep an accurate record of the labour employed on the project. The details shall be submitted weekly to the Engineer for his/her records.
K | Dismissal of persons from Site
Any person employed on the works who in the opinion of Engineer is incompetent or who may act in an improper manner shall be immediately dismissed from the works by the instructions of the Engineer.
TO COLLECTION
Item | Description | Gh¢ GhP
A. | Working Hours and Overtime
The Contractor shall carry out the works during normal working hours. If the Contractor wishes, for any reason, to work overtime, It shall, except in the case of emergency, first obtain permission from the Engineer and give at least two (2) full working days notice. No extra payment will be allowed in respect of overtime working.
The Contractor is required to state the basic working hours per day of his/her work people upon which his/her tender is based. This information shall be given prior to production on site.
B. | Adverse Weather
During adverse weather conditions, the Contractor shall suspend concreting and plastering for such time as the Engineer may direct and shall protect from injury all works then in the course of construction.
C. | Dayworks
Should it be found in the opinion of the Engineer that, by reason of their intricate nature or exceptional circumstances, works ordered by him/her cannot be fairly valued at the schedule of rates for measured works, It may order these to be carried out on time and material (daywork) basis as Contract Condition 10(d) and defined in Appendix IV.
The Contractor shall give notice to the Engineer or his/her representative on the commencement and completion of any work for which It intends to submit Daywork Vouchers.
The Contractor shall keep an accurate record of time spent and materials and plant used on each separate instruction given. Daywork voucher shall be numbered and shall describe fully the instructions to which they refer and they shall be summarised, fully priced and submitted to the Engineer each week with a copy to the Quantity Surveyor. The submission of such Daywork voucher does not necessarily mean that the works will be valued under Contract Condition 19(d).
D | Certificates and Payments
The Contractor shall supply the Quantity Surveyor with detailed priced statement of work executed and details of materials supplied to assist the Quantity Surveyor in the valuation of the amount to be certified by the Engineer for an interim payment. Preliminaries shall be valued on a proportion of work properly executed (rather than on a time basis) after due allowance having been made for initial site set up and final site clearance.
E | Removing Water
The Contractor shall allow for bailing, pumping or otherwise removing all water (whether arising from the nature of the ground, weather, springs, drains or any other source) which may accummulate in the excavation or elsewhere on the site during the progress of the works.
The Contractor should allow here also for keeping the excavation and the works free from water in the ground below water level.
F | Removing Rubbish etc.
The Contractor shall remove all rubbish from site both as it accummulates from time to time and at completion.
The Contractor shall clean the works inside and out, remove stains and touch up paintwork and polished work and shall leave the whole works clean, ready for occupation and to the satisfaction of the Engineer.
On completion of the works, the Contractor shall remove from site all plant, building appliances, apparatus or equipment and unused or surplus materials together with all rubbish, debris, (including that of Nominated Sub-Contractors) all temporary buildings, sheds, barriers, scaffolidng and the like and shall make good all works disturbed.
TO COLLECTION
Item | Description | Gh¢ GhP
A. | Progress Photographs
The Contractor shall allow for supplying four (4) copies of progress photographs (in full plate size) monthly to the Engineer throughout the duration of the contract.
B. | Records Keeping
The Contractor shall keep accurate dated record in the form of "works diary" on the site recording the weather, the number of men employed in all trades, progress of the works, temperature, delivery of materials to the site, visitors and other events influencing the progress and quality of the works. Proper delivery notes of materials etc. (stating the name of the project) shall be kept and presented to the Engineer or his/her representative for inspection.
C. | Inspection of Invoices and Receipts
The Contractor shall, whenever required, produce for inspection all invoices and receipted account relating to the project. Such invoices and accounts may be retained by the Engineer and/or Quantity Surveyor for inspection and will be returned to the Contractor with all convenient speed.
D. | Checking Schedules, Drawings and Information
The Contractor shall be responsible for checking all schedules, drawings and all other information supplied by the Engineer. In the event of any discrepancy between the schedules, drawings and the like, the Contractor shall report the discrepancy to the Engineer for his/her instructions. Should the Contractor consider the need for a detailed drawn information It shall apply for such detailed drawn information at least four (4) weeks before the works concenred are to be executed.
E. | Quality of Materials and Workmanship
Where and to the extent that materials/components, products and workmanship are not fully described in these Bills of Quantities, such materials/components shall be deemed to be:
1. New materials/components
2. Suitable for the purpose of the works stated in or reasonably to be
inferred from the Contract Documentation.
3. In accordance with good building practice.
F | Publicity
The contract documents and everything contained therein shall be treated as private and confidential. In particular, no information, drawing or photograph concerning the works shall be published unless previously approved in writing by the Engineer.
G | Materials Short Supply
The Contractor shall order in advance any material in short supply and shall allow in his/her tender for any additional cost of double handling, special storage requirement and the like.
H | Material Deliveries
The Contractor shall be responsible for ensuring that all building materials, plant etc. including that of Nominated Sub-Contractors are available at the site at the proper time for use in the works, and shall make all necessary enquiries, throughout the progress of the works to ensure continuity of supplies.
The Contractor shall make an allowance which It may consider necessary for additional handling of materials and provision of storage accommodation by reason of the necessity for him/her to accept deliveries of materials in advance of requirements so as to obviate any delays which may be occasioned by transport and delivery difficulties.
J | Responsibility for Offshore Materials
The Contractor shall take full responsibility for obtaining any offshore materials specified and where such materials are not readily obtainable locally, the Contractor shall obtain the necessary import licences and/or exchange control permits and all cost of obtaining licences, foreign exchange and all additional charges for importation and delivery to the site are deemed to be included in his/her rates.
TO COLLECTION
Item | Description
A. | Equivalent Materials
Where applicable or processes are specified, the Contractor may propose an equivalent material or process as an alternative thereto but no such material or process shall be used in the works without prior consent in writing by the Engineer.
B | Testing of Materials
The contractor will be required to carry out geotechnical and materials test on site and to prepare,pack and dispatch when instructed to do so by the Consultant.
C | Approval of Samples
Where and to the extent that products, materials/components and work are specified to be approved, or if the Engineer instructs or requires that they are to be approved, the same must be supplied and executed to comply with all other requirements and in respect of the stated or implied characteristics either:
1. To the express approval of the Engineer or
2. To match a sample expressly approved by the Engineer as a standard for
the purpose.
The Contractor shall provide all samples or other evidence of suitability and retain for comparison with products, materials/components and finjshed work included in the works and remove from site when no longer required.
Inspection or any other action by the Engineer must not be taken as approval of materials/components, products or work unless the Engineer so confirm in writing stating:
1. Date of inspection
2. Part of the works inspected.
3. Respects of characteristics which are approved.
4. Extent and purpose of the approval.
5. Any associated conditions.
D | Fire Precuations
The Contractor shall take all the necessary precautions to eliminate all fire hazards and prevent fire damage works, building materials/components, equipment and all other property both public and personal involved or in connection with the project. All oil and petrol containers shall be kept in suitable sheds.
E | Defective Materials and Workmanship
The Contractor shall use only the specified materials in the execution of the works in a proper manner. All unspecified materials and faulty workmanship shall be rejected by the Engineer. Upon receipt of notice of any rejection, the Contractor shall remove such unacceptable materials and/or defective workmanship from the works and shall be replaced with the specified materials and workmanship in a satisfactory manner.
F | Examination of the Works
No completed part of the works shall be covered up until it has been examined and declared satisfactory by the Engineer.
The Contractor shall, if required by the Engineer, at his/her own cost open up completed works and search for the cause of any defect, imperfection or fault. The Contractor shall at his/her own cost repair, rectify and make good that defect, imperfection or fault to the Engineer's satisfaction.
TO COLLECTION
Item | Description | Gh¢ GhP
A | Trespass and Nuisance
The Contractor shall take all reasonable precaution to prevent a nuisance or inconvenience to the Employer and owners, tenants or occupiers of adjoining properties and to the general public. The Contractor shall prevent his/her operatives from entering any adjoining land or property other than that in which It is actually employed, and the Contractor will be held responsible for any loss or damage which can be ascertained and proved to have been occasioned by his/her operatives.
B | Operating and Maintenance Manual
The Contractor shall arrange for and provide the Engineer at completion and handover of the works, with an operating and maintenance manual containing manufacturer's printed brochures covering all items of plant, equipment and controls used for electrical installation, cold and hot water installation and fire fighting equipment.
The brochures shall also contain:
i. Names and address of the Sub-Contractors nominated for the
installation together with all the required guarantees.
ii. Names, addresses and telephone numbers for component producers
and places where services or spare parts may be obtained.
iii. Complete, typed and detailed instruction sheets for correct identification
of each item of equipment and/or controls.
iv. A general description of the scope, purpose and manner of working of
each system of automatic control apparatus.
v. Data on general design parameters and associated normal operating
temperatures, pressures etc. based on the commissioning tests.
vi. Clear and comprehensive instructions for the starting up, running or
shutdown of each system or apparatus.
vii. Instructions in respect of the care of apparatus normally subject to
seasonal disuse.
C | Handover of Completed Works
The Contractor shall allow for and comply with the following requirements for handover of the works or where the Employer with the consent of the Contractor shall take possession of any part or parts of same.
The Contractor must give to the Engineer a written notice of time not more than eight (8) weeks and not less than four (4) weeks before the date by which the Contractor proposes that the works or any part thereof for handover shall reach Practical Completion. (The Engineer will require to obtain the Employer's agreement to all proposals made by the Contractor for handover of any part or parts of the Works).
Following receipt of written notice from the Contractor of any proposed date(s) for handover(s), the Engineer will require to satisfy himself/herself that the Works or the relevant part(s) thereof, are in a sufficient state of readiness to attain Practical Completion by the date(s) proposed.
The Engineer will inspect the Works and subject to his/her being so satisfied will make provisional arrangements for handover and may issue to the Contractor a list of items requiring rectification or completion before handover. The issue of such a list does not relive the Contractor of any of his/her obligations under the Contract. (If the Engineer does not consider the Works or the relevant part(s) to be in a sufficient readiness, then it is for the Contractor to bring the Works or relevant part(s) up to that stage and to inform the Engineer in writing when It has done so).
As soon as the Contractor has satisfied himself/herself that all such items have been completed or remedied, It shall notify the Engineer in writing. The Engineer will then make a preliminary check and provided this shows that no more than minor items of work remain to be attended to and the Contractor undertakes to do so before handover, the Engineer will agree on the date for the normal handover inspection.
Such inspection will be made by the Engineer in the presence of duly authorised representatives of the Contractor and of the Employer. Subject to the Engineer being of the opinion that the Works or the relevant part(s) thereof are practically completed, within the meaning of Clause 2, 9, they shall be deemed to have reached Practical Completion on that day and the Engineer shall certify accordingly.
TO COLLECTION
Item | Description | Gh¢ GhP
COLLECTION
Page 1/1
Page 1/2
Page 1/3
Page 1/4
Page 1/5
Page 1/6
Page 1/7
Page 1/8
Page 1/9
Page 1/10
Page 1/11
Page 1/12
Page 1/13
Page 1/14
Page 1/15
Page 1/16
BILL NO. 1- PRELIMINARIES
Carried to General Summary Gh¢

## Substructure & Ground floor
BILL No.2
GROUND FLOOR
Substructure
SUBSTRUCTURE
Site Preparation
Clear site vegetation; filling voids left by removal of roots with selected material arising from excavation
A. | Bushes, shrub, undergrowth, hedges, trees and tree stumps not exceeding 600mm girth | 650 | m2
Plain in-situ concrete; B. S. 5328 designed mix C20, 20mm aggregate
Step
B. | generally | 6 | m3
M: SURFACE FINISHES
M20: PLASTERED/RENDERED/ROUGHCAST COATINGS
Mortar, cement and sand (1:4), steel trowelled
20mm work to walls on brickwork or blockwork base
C. | width exceeding 300mm | 90 | m2
M60: PAINTING/CLEAR FINISHING
One coat sealer, two coats ''ICI'' weatherguard acrylic paint or approved equal
Cement rendered general surface
D. | girth exceeding 300mm | 90 | m2
SUBSTRUCTURE
CARRIED TO SUMMARY OF BILL No.2
Ground floor
SUPERSTRUCTURE
Item | F: MASONRY | Quantity | Unit |  | Gh¢ GhP
F10: BRICK/BLOCK/WALLING
Sandcrete blocks, B.S. 6073, 400 x 215, solid compressive strength 4.2N/mm²; in cement mortar (1:4)
Walls
A. | 150mm thick; stretcher bond | 441 | m2
MASONRY
CARRIED TO SUMMARY OF BILL No.2
G: STRUCTURAL / CARCASSING METAL / TIMBER
G20: Carpentry/Timber framing/ First fixing
Sawn hardwood treated with two coats of approved preservatives
B. | 50 x 75mm Ceiling Noggings | 603 | m
C. | 50 x 75mm Ceiling Hangers | 96 | m
STRUCTURAL / CARCASSING METAL / TIMBER
CARRIED TO SUMMARY OF BILL No.2
K: LININGS / SHEATING / DRY PARTITIONING
K40: SUSPENDED CEILINGS
D | 10mm Plasterboard ceiling lining fixing in position in galvanized adjustable wire,hangers, including perimeter trims and skimming | 353 | m2
E | 150mm girth gypsum cornices | 130 | m
Pre-painted shadow line cornices
F | 25mm ''LSM'' white powdercoated shadowline cornices plugged at 200mm centres | 151 | m
G | Include the provisional sum of Twenty thousand Ghana cedis (Gh¢20,000.00) for provision of bulkheads |  | Item
LININGS / SHEATING / DRY PARTITIONING
CARRIED TO SUMMARY OF BILL No.2
Ground floor
Item | L: WINDOWS / DOORS / STAIRS | Quantity | Unit |  | Gh¢ GhP
L.11: METAL WINDOWS / ROOFLIGHTS / SCREENS / LOUVRES
Glazed aluminium framed doors and windows with 10mm thick glass pane, complete with fixtures and sub frames, insect proof net, heavy duty locks and handles, ironmongery and accessories in accordance with Architect's instructions
A. | Single bay top hung window in opening size 750 x 750mm high | 8 | No
B. | Two bay sliding window in opening size 750 x 1500mm high | 2 | No
C. | Do. size 1500 x 1500mm high | 6 | No
D. | Do. size 1500 x 1200mm high | 1 | No
E. | Three bay top hung window in opening size 800 x 4950mm high | 1 | No
F. | Do. size 800 x 5050mm high | 1 | No
G. | Do. size 800 x 5200mm high | 1 | No
H. | Three bay fixed glass window size 2400 x 1500mm high | 5 | No
J. | Single leaf side hung swing door size 900 x 2100mm high with three bay top hung window size 750 x 300mm high and 750 x 2100mm on both sides | 1 | No
K. | Double leaf side hung swing door with fixed glass in opening size 1500 x 2100mm high with three bay top hung window size 750 x 300mm high | 1 | No
L. | Double leaf side hung swing door size 3000 x 2100mm high with three bay top hung window size 750 x 300mm high and 750 x 2100mm on both sides | 2 | No |  |  | `
Burglar proofing
'Trellidor'' door and window security grille Tel: 0302817642 / 0561242424 or approved equal
M. | Window burglar proofing in opening size 750 x 750mm high | 8 | No
N. | Do. size 750 x 1500mm do. | 2 | No
P. | Do. size 1500 x 1500mm do. | 6 | No
Q. | Do. size 1500 x 1200mm do. | 1 | No
R. | Do. size 800 x 4950mm do. | 1 | No
S. | Do. size 800 x 5050mm do. | 1 | No
T. | Do. size 800 x 5200mm do. | 1 | No
U. | Do. size 2400 x 1500mm do. | 5 | No
V. | Door burglar proofing in opening size 2400 x 2400mm high | 1 | No
W. | Do. size 1500 x 2400mm do. | 1 | No
Carried to Collection
Ground floor
Windows etc.
Item | Balustrades and handrails in Stainless steel: delivered to site with optimum care | Quantity | Unit |  | Gh¢ GhP
A. | Isolated balustrades; ornamental stainless steel balustrading complete | 14 | m
B. | Stainless steel hand railing | 24 | m
L20: TIMBER DOORS / SHUTTERS / HATCHES
Doors
45mm (Finished) Odum panelled door or approved equal with two open panels for and including solid hardwood raised and fielded panel size 450 x 600mm high comprising 100mm stiles, top and intermediate rails 225mm bottom rail
A. | 800 x 2050mm high double leaf | 5 | No
B. | 650 x 2050mm high | 7 | No
L23: DOOR / WINDOW FRAMES
Wrought hardwood
D. | 50 x 150mm frame plugged to blockwall or concrete, Odum or approved equal | 77 | m
Carried to Collection
| COLLECTION |  |  |  | Gh¢ GhP
| Page No.2/4 |  | ..
| “ “ 2/5 |  | ..
WINDOWS / DOORS / STAIRS
CARRIED TO SUMMARY OF BILL No.2
Ground floor
Item | M: SURFACE FINISHES | Quantity | Unit |  | Gh¢ GhP
M10: CEMENT: SAND / CONCRETE SCREEDS / FLOORING
Floor finishing
Screed; Cement and sand (1:4)
40mm work to floors on concrete base; screeded
A. | Level and to falls only but not exceeding 15 degrees from the horizontal | 339 | m2
B. | Ramp width not exceeding 300mm | 12 | m2
40mm work to treads on concrete base
C. | Width 300mm | 84 | m
| Width 250mm | 33 | m
20mm work to plain risers on concrete base
D. | height 150mm | 73 | m
E. | height 180mm | 31 | m
F. | height 225mm | 35 | m
20mm work to skirting on concrete base
G. | height 100mm | 231 | m
M20: PLASTERED / RENDERED / ROUGHCAST COATINGS
Wall finishings
20mm cement and sand (1:4) backing to wall
H. | Width exceeding 300mm | 183 | m2
20mm Cement and sand mortar (1:4) render
J. | Internal wall width exceeding 300mm | 390 | m2
K. | Internal wall width not exceeding 300mm | 30 | m2
L. | External wall width exceeding 300mm | 279 | m2
M. | Soffit | 2 | m2
N. | Isolated columns; circular | 6 | m2
P. | Isolated beam | 26 | m2
Q. | Sloping soffit of staircase width exceeding 300mm | 21 | m2
R. | String of staircase | 7 | m2
Carried to Collection
Ground floor
Surface finishes
Item | M40: STONE / CONCRETE / QUARRY / CERAMIC TILING / MOSAIC | Quantity | Unit |  | Gh¢ GhP
First grade porcelain tiles, non polished finish; symmetrical layout; bedding in Kerabond adhesive cement; pointing with grout 600 x 600 x 10mm units on sand and cement base; level or to falls only not exceeding 15 degrees from horizontal
A. | Floor width exceeding 300mm | 39 | m2
B. | Ramp width exceeding 300mm | 12 | m2
C. | Quarter space and half landing do. | 2 | m2
D. | Sides of step and ramp | 12 | m2
E. | Risers 150mm high | 73 | m
F. | Risers 180mm high | 31 | m
G. | Risers 225mm high | 35 | m
H. | Tread 250mm wide | 33 | m
H. | Tread 300mm wide | 84 | m
J. | Skirting 100mm high | 31 | m
K. | Bull-nosed non slip tiles to nosing of steps | 117 | m
L. | Extra over for rounded edges of skirting with metal strips | 31 | m
First grade porcelain tiles, polished finish; symmetrical layout; bedding in Kerabond adhesive cement; pointing with grout 800 x 800 x 10mm units on sand and cement base; level or to falls only not exceeding 15 degrees from horizontal
M. | Floor width exceeding 300mm | 300 | m2
N. | Skirting 100mm high | 200 | m
P. | Extra over for rounded edges of skirting with metal strips | 200 | m
Q | 600mm x 1200mm x 25mm thick marble floor tile bedded in cement and sand (1:3) mortar (M/S) | 45 | m2
R | Ditto skirting 100mm wide | 35 | m
Ceramic tiles B.S 6431, glazed coloured 2 joints symmetrical layout in cement sand (1:3) mortar backing (measured separately) grouting with coloured cement grout to match 300 x 200 x 6mm units to walls
S. | Plain, width exceeding 300mm | 183 | m2
T. | Extra over rounded edges with metal strips | 68 | m
M60: PAINTING / CLEAR FINISHING
Prepare and apply two coats of ''ICI'' PVA putty or approved equal on
U. | Rendered wall internal | 420 | m2
V. | Rendered wall external | 157 | m2
W. | Rendered soffit | 2 | m2
X. | Rendered isolated columns; circular | 6 | m2
Y. | Rendered isolated beam | 26 | m2
Z. | Rendered sloping soffit of staircase | 21 | m2
AA | Rendered string of staircase | 7 | m2
AB | Soffit of plasterboard ceiling | 353 | m2
Carried to Collection
Ground floor
Surface finishes
Item | Prepare and apply three coats of ''ICI'' vinyl acrylic emulsion paint or approved equal on | Quantity | Unit |  | Gh¢ GhP
A. | Rendered wall internal | 420 | m2
A. | Rendered wall external | 157 | m2
B. | Rendered soffit | 2 | m2
C. | Rendered isolated columns; circular | 6 | m2
D. | Rendered isolated beam | 26 | m2
E. | Rendered sloping soffit of staircase | 21 | m2
F. | Rendered string of staircase | 7 | m2
G. | Soffit of plasterboard ceiling | 353 | m2
Prepare and apply three coats of ''ICI'' graffito textured paint or approved equal on
H. | Rendered wall external | 122 | m2
Prepare and apply one coat of ''ICI'' aluminium primer or approved equal on back of joinery before fixing
K. | Girth not exceeding 300mm | 9 | m2
Prepare, prime and apply two undercoats and one finishing coat of gloss ''ICI'' oil paint or approved equal on wood work
L. | General surfaces; girth exceeding 300mm | 47 | m2
M. | General surfaces; girth not exceeding 300mm | 24 | m2
Carried to Collection
| COLLECTION |  |  |  | Gh¢ GhP
| Page No.2/6 |  | ..
| “ “ 2/7 |  | ..
| “ “ 2/8 |  | ..
SURFACE FINISHES
CARRIED TO SUMMARY OF BILL No.2
Ground floor
Item | N: FURNITURE / EQUIPMENT | Quantity | Unit |  | Gh¢ GhP
N10: GENERAL FIXTURES / FURNISHINGS / EQUIPMENT
A. | Include the provisional sum of One hundred thousand Ghana Cedis (Gh¢100,000.00) for furnishings, loose and built-in furniture as directed by the Architect
FURNITURE / EQUIPMENT
CARRIED TO SUMMARY OF BILL No.2
P: BUILDING FABRIC SUNDRIES
P20: UNFRAMED ISOLATED TRIMS / SUNDRY ITEM / SKIRTING
Wrought hardwood
B. | 12 x 100mm Planted door batten | 60 | m
C. | 12 x 100mm moulded architrave | 87 | m
P21: IRONMONGERY
Supply and fix the following ironmongery as manufactured by ''WURTH'' and supplied by its local agents PERTOC LTD: TEL: 0244672121 / 0302248614 or equally approved to hardwood with and including matching screws
D. | Pair 100mm stainless steel butt hinges with double ball bearings | 12 | No
E. | 30 x 30mm Floor mounted, matt chrome plated door stopper | 12 | No
F. | Silver coloured anodized aluminium rosette indicator lock with DIN class 3 inner mechanism and stainless steel face plate | 7 | No
G. | Silver coloured anodized aluminium rosette mortice lock with master keyed reversible cylinder and DIN class 3 inner mechanism with stainless steel face plate | 5 | No
Water bars
H. | 50 x 50mm angle iron water bar fitted into cement ann sand screed for all doors | 16 | m
BUILDING FABRIC SUNDRIES
CARRIED TO SUMMARY OF BILL No.2
Ground floor
Item | ELECTRICAL SUPPLY / POWER / LIGHTING SYSTEM | Quantity | Unit | Rate | Gh¢ GhP
PRELIMINARIES
A. | Mobilising to site, setting out, instruments and tools as required for executing the works |  | Item
B. | Cost of preparing working drawings and production |  | Item
C. | Cost of preparing "As Installed" drawings and production of 3 sets |  | Item
D. | Other miscellaneous contract requirements such as insurances, bonds, etc |  | Item
E. | Testing and commissioning of completed installation |  | Item
PRELIMINARIES
CARRIED TO COLLECTION
MAIN AND SUB LV PANELS AND BOARDS
Sub Distribution Board (SDB-1)
MCCB, MCB shall be manufactured by Hager, ABB, Eaton, Schneider or approved equal
Supply and installation of switch gear cubicle made out of (2mm thickness) sheet steel enclosure (IP54) powder coated to the approval of the Architect
F. | 200Amp 3phase Automatic Transfer Switch | 1 | No
G. | 250Amp 6 Way MCCB Panel Board with 165A 3 pole MCB breaker | 1 | No
H. | 4way Panel Board - TPN 400amps, with outgoings 125amps, incomer-200amps | 2 | No
J. | 125amps change over switch (Manual) | 3 | No
K | 50mm x 50mm trunking | 40 | m
MAIN AND SUB LV PANELS AND BOARDS
CARRIED TO COLLECTION
FEEDER, SUB-DISTRIBUTION AND FINAL SUB-CIRCUIT CABLES
Transmission Wiring
Low Voltage Cables shall be 600/1000V grade PVC/PVC/SWA/PVC stranded copper conductor cable as manufactured by Messrs KABLEMETAL TROPICAL CABLE or approved equal
L | 25mm2 x 4-Core | 100 | m
M | 16mm2 x 4-Core | 20 | m
N. | Cable glands and lugs (1 set = 1 gland + 4 lugs/sleeves)
| 25mm2 x 4-Core | 4 | set
P | 16mm2 x 4-Core | 4 | set
Q | 4 x 70mm2 Armored cable | 200 | m
FEEDER, SUB-DISTRIBUTION AND FINAL SUB-CIRCUIT CABLES
CARRIED TO COLLECTION
Ground floor
Electrical
Item | FINAL CIRCUIT WIRING | Quantity | Unit | Rate | Gh¢ GhP
All cables shall be Kablemetal Tropical cable or approved equal
Light Point Wiring
A. | Wiring and installation (including supply of all materials) of the light points using approved type PVC insulated PVC sheathed 1.5mm² copper cable drawn through securely fixed concealed PVC conduit. | 101 | No
Ceiling Fan Point Wiring
B. | Wiring and installation (including supply of all materials) of the light points using approved type PVC insulated PVC sheathed 1.5mm² copper cable drawn through securely fixed concealed PVC conduit. | 34 | No
Power Point Wiring
C. | Wiring and installation (including supply of all materials) of the Power points using approved type PVC insulated PVC sheathed 2.5mm² copper cable and 2.5mm² Earth cable drawn through securely fixed concealed PVC conduit. | 46 | No.
Air Condition Point Wiring
D. | Wiring and installation (including supply of all materials) of the Power points using approved type PVC insulated PVC sheathed 4.0mm² copper cable and 4.0mm² Earth cable drawn through securely fixed concealed PVC conduit. | 11 | No.
FINAL CIRCUIT WIRING
CARRIED TO COLLECTION
WIRING ACCESSORIES
Supply & installation of 13A fused shuttered switched socket outlet to comply with relevant BS standard (Legrand,Tenby, ABB or approved equal).
E. | 13A Double Socket | 33 | No
F. | Floor recessed socket with data ports | 20 | No
Light Switch
Supply and install the following light switches complete with cover plate in the position and shall be of Legrand or approved equal
G. | 10A 1 Gang 2 Way Switch | 9 | No
H. | 10A 2 Gang 2 Way Switch | 5 | No
J. | 10A 3 Gang 2 Way Switch | 4 | No
K. | 10A 4 Gang 2 Way Switch | 2 | No
Hand Drier
L. | Automatic hand drier | 4 | No
Air Condition Switch
M. | Supply and install the following AC switches complete with cover plate in the position and shall be of Legrand or approved equal | 11 | No
WIRING ACCESSORIES
CARRIED TO COLLECTION
Ground floor
Electrical
Item | LIGHTING FITTINGS AND EQUIPMENT | Quantity | Unit | Rate | Gh¢ GhP
Supply and installation of LED Lighting fitting suitable for indoor use including all other necessary accessories like terminal block and shall be thorn / Philips or equivalent & fitting
A. | 600mm x 600mm LED Reccessed smart philips | 90 | No.
B. | 3w spot light | 26 | No
C. | 6w recessed light | 21 | No
D | 12w recessed light | 27 | No
Ceiling Fan
Supply and installation of Ceiling Fan suitable for indoor use including all other necessary accessories like terminal blockand shall be Crompton Greeves/Elbee or approved equal
E | 40W Ceiling Fan with 1200mm Sweep | 11 | No.
LIGHTING FITTINGS AND EQUIPMENT
CARRIED TO COLLECTION
EARTHING ARRANGEMENT
F | Supply and installation of approved type earthing system in order to keep the earth resistance below 10 ohms. The earth bar at the main distribution board should connect to the earth electrode with a 16mm2 PVC/CU cables | 6 | No
EARTHING ARRANGEMENT
CARRIED TO COLLECTION
DATA, TELEPHONE AND TELEVISION WIRING
NETWORK SWITCHES and DEVICES shall be manufactured by Cisco, Mitronik, Datalink or equivalent & approved equal
G | RJ 45 Double data socket outlet | 25 | No
H | RJ 11 Telephone socket outlet | 10 | No
J | Cat 6E cable | 2025 | m
K | Telephone handset | 9 | No.
L | 48port Cat 6UTP fully loaded patch panel | 3 | No
M | 48port cat UTP switch non POE for data | 1 | No
N | 24port Cat 6 UTP fully loaded patch panel | 1 | No
P | 18U 800mm x 1000mm Deep server floor cabinet flat pack comprising 4fan, 3 shelves and castors adjustable feet earthing kit cage nuts complte | 1 | No
Q | 8 TB surveilance hard drive | 1 | No
R | NVR 32-16 chennel | 1 | No
S | Dahua camera full colour - Dome | 13 | No
T | Ditto - Bullet | 13 | No
U | Manage desktop switch with 16-port POE | 1 | No
V | 55'' Television Set (Samsung, LG or equivalent and approved equal | 4 | No
Television Point Wiring
W | Wiring and installation (including supply of all materials) of Television points using approved type PVC. 1mm Copper Core, Foil, braided insulated PVC sheathed with all necessary fittings. | 4 | No.
Television Outlet
X | 100x100mm Television socket with covering Face plate | 4 | No
Y | 1 meter Coaxial cabel with Male - Female Connector | 4 | No
DATA, TELEPHONE AND TELEVISION WIRING
CARRIED TO COLLECTION
Item | ADDRESSABLE FIRE DETECTION AND ALARM SYSTEM | Quantity | Unit | Rate | Gh¢ GhP
Supply and install the following for an Analogue Addressable Fire Alarm System and Accessories
A. | Supply and Install Gent Vigilon 1-Loop Analogue Addressable Fire Alarm Control Panel Complete with Loop card and 2 x 12V 6AH battery back-up | 1 | No.
B. | Gent Vigilon Combine Smoke and Heat Detector complete with base. | 19 | No
C. | Gent Vigilon surface mounted manual Call point (break glass) | 6 | No
D. | Gent Vigilon 2-Way electroinc Sounder with Beacon | 4 | No
E. | 2x1.5mm2 FP200 Fire Resistant Cable | 350 | m
F. | Double soded 600 x 450mm Assembly point | 1 | No
G. | 20mm Dia PVC conduit pipe | 65 | m
H. | Circular box with covers as draw point | 5 | No
J. | Circular box | 25 | No
K. | 75 x 75 x 35mm deep conduit boxes | 6 | No
L. | 136 x 75 x 35mm conduit box | 1 | No
ADDRESSABLE FIRE DETECTION AND ALARM SYSTEM
CARRIED TO COLLECTION
EXTERNAL LIGHTING
M. | 150w HPS Decorative Post Top mounted luminair with 150W HSE lamp (E40) on 5.0m mounting height glass fibre rendered pipe pole Complete with Photocell Light Switch | 15 | No
N. | 4x4.0mm2 pvc/xple/pvc copper cable | 400 | m
P. | 3x1.5mm2 pvc/pvc copper cable | 40 | m
Q. | Cable glands and lugs
| (1set = gland + 1gland + 4sleevers) | 15 | sets
R. | 50mm diameter pvc pipe | 300 | m
EXTERNAL LIGHTING
CARRIED TO COLLECTION
Ground floor
Electrical
COLLECTION
Gh¢ GhP
Page No. 2/10 - PRELIMINARIES
'' '' 2/10 - MAIN AND SUB LV PANELS AND BOARD
'' '' 2/10 - FEEDER, SUB-DISTRIBUTION AND FINAL SUB CIRCUIT CABLES
'' '' 2/11 - FINAL CIRCUIT WIRING
'' '' 2/11 - WIRING ACCESSORIES
'' '' 2/12 - LIGHTING FITTINGS AND EQUIPMENT
'' '' 2/12 - EARTHING ARRANGEMENT
'' '' 2/12 - DATA, TELEPHONE AND TELEVISION WIRING
'' '' 2/13 - ADDRESSABLE FIRE DETECTION AND ALARM SYSTEM
'' '' 2/13 - EXTERNAL LIGHTING
ELECTRICAL SUPPLY / POWER / LIGHTING SYSTEM
CARRIED TO SUMMARY OF BILL No.2
Ground floor
Item | PLUMBING AND MECHANICAL INSTALLATION | Quantity | Unit | Rate | Gh¢ GhP
PRELIMINARIES
A. | Mobilising to site, setting out, instruments and tools as required for executing the works |  | Item
B. | Cost of preparing working drawings and production |  | Item
C. | Cost of preparing "As Installed" drawings and production of 3 sets |  | Item
D. | Other miscellaneous contract requirements such as insurances, bonds, etc |  | Item
E. | Testing and commissioning of completed installation |  | Item
PRELIMINARIES
CARRIED TO COLLECTION
PLUMBING
COLD WATER INSTALLATION
Type PPR pipe with all necessary specials laid in water distribution system buried in brick walls / floor or clipped to any location where necessary.
F. | 15mm diameter. | 5 | m
G. | 20mm diameter. | 30 | m
H. | 25mm diameter. | 75 | m
J. | 25mm diameter Elbow | 50 | No
K. | 25mm diameter Tee | 30 | No
L. | 25mm diameter Gate Valve with Connectors | 12 | No
M. | 25 x 19mm diamter Reducer | 8 | No
N. | 25 x 15mm diameter Reducer | 6 | No
P. | 19mm diameter Elbow | 20 | No
Q. | 19mm diameter Tee | 15 | No
R. | 19mm diameter gate Valve with Connectors | 4 | No
S. | 19 x 15mm diameter Reducer | 12 | No
T. | 15mm diameter Elbow | 20 | No
U. | 15mm diameter Chrone plated gate/Angle Valve/ Connector | 12 | No
V. | 15mm diameter Flexible faucet Connector | 6 | No
W. | 15mm diameter Faucet Connector | 6 | No
Taps and Valves
All valves shall be brass "Pegler" manufactured UK or approved equal, finish to be chrome plated.
X. | 19mm diameter chrome plated hose bib tap | 12 | Nos.
Y. | 15mm diameter angle valve PPR | 11 | Nos.
X. | 19mm diameter stand pipe | 2 | No.
COLD WATER INSTALLATION
CARRIED TO COLLECTION
Ground floor
Plumbing etc.
Item | COLD WATER STORAGE | Quantity | Unit | Rate | Gh¢ GhP
Supply and Install Cold water Storage complete with all necessary fittting.
A. | 15000 Liter Tank RAMBO 1500 | 2 | No.
COLD WATER STORAGE
CARRIED TO COLLECTION
WASTE AND SEWAGE DISPOSAL
uPVC Class B pipe with all necessary specials laid for internal and external waste and sewage Disposal system buried in brick walls / floor, clipped to any location or laid through ground soil where necessary.
B. | 32mm diameter. | 24 | m
C. | 50mm diameter. | 78 | m
D. | 100mm diameter. | 50 | m
E. | 150mm diameter. | 40 | m
F. | 100mm diameter Bend | 15 | No.
G. | 100mm diameter single Swept Branch | 4 | No.
H. | 100mm diameter Screwed Access End Cap | 4 | No.
J. | 100mm diameter Vent Cowl/ Cap | 4 | No.
K. | 100 x 50mm diameter Reducer | 6 | No.
L. | 50mm diameter bend | 30 | No.
M. | 50mm Swept Tee | 15 | No.
N. | 50 x 38mm diameter Reducer | 10 | No.
P. | 50 x 32mm diameter Reducer | 5 | No.
UPVC Pipe Ancillaries
Excavation for Pipes Works
CARRIED TO COLLECTION
RAIN WATER DRAINAGE
R. | Rain Water Inspection Chambers | 8 | No.
S. | Rain Water Slit-Trap Chamber, 600X600X750 (PROVISIONAL) | 1 | No.
T. | 100mm diameter UPVC Pipe | 170 | m
U. | 100mm diameter Bend | 16 | No.
V. | 100mm diameter Grated rainwater Outlet | 2 | No.
RAIN WATER DRAINAGE
CARRIED TO COLLECTION
Item | SANITARY FITTINGS | Quantity | Unit | Rate | Gh¢ GhP
Sanitary fittings shall be Twyford, Armitage, Shank or approved equal
A. | Supplying and install Close Couple Water Closet with 'S' or 'P' trap outlet approved colour, complete with and fittings , drop pipe, flexible connections and necessary water connection etc. | 6 | No
B. | Do. for disabled complete | 1 | No
C. | Supply and install Pedestal Wash Hand, complete with and fittings , drop pipe, flexible connections and necessary water connection etc. | 5 | No
D. | Supply and install single bowl Kitchen Sink with Bottle trap outlet approved colour, complete with and fittings , drop pipe, flexible connections and necessary water connection etc. | 2 | No.
E. | Supply and install 50mm diameter Stainless steel multi outlet trapped Floor Drain. | 2 | No
F. | Anti-theft Toilet roll holder in metal with satin aluminium finish, screwed to wall 19 x 76 x 45mm deep | 6 | No
G. | White plastic toilet brush and holder | 6 | No
H. | Single Bowl Urinal Unit in vitreous chiana with exposed automatic flushing infra-Red Sensor flushing valve accessories; 40mm diameter domed outlet, bottled trap Twyford Concealed idol Battery operated sensor or approved equal | 2 | No
J. | Disposable Roller Paper Towels | 4 | No
K. | Liquid Soap Dispenser Volume - 1 litre | 4 | No
L. | Wall Mirror (600mm x 460mm)
| Twyford Type PB0383XX or approved equal | 4 | No
SANITARY FITTINGS
CARRIED TO COLLECTION
BIOGAS INSTALLATION
M. | Biogas installation comprising Biogas digester, 50 cubic metre anaerobic digester, Biogas stove, Hydrogen sulphite scrubing unit, Gas tubes and fittings, external faecal pipeline, biogas storage balloon and manholes | 1 | No
BIOGAS INSTALLATION
CARRIED TO COLLECTION
Ground floor
Plumbing etc.
Item | VENTILATION AND AIR CONDITIONING | Quantity | Unit | Rate | Gh¢ GhP
AIR CONDITIONING EQUPMENT
HIGH WALL SPLIT UNITS
A. | Nominal Total Cooling Capacity: 7.1 Kw | 12 | No.
AIR CONDITIONING EQUPMENT
CARRIED TO COLLECTION
CONDENSATE PIPEWORK
PVC Pipes & Fittings
Allow for insulated condensate uPVC pipework from air handling units to approved termination
B. | 19.4 mm Dia. uPVC Pipe | 286 | m
C. | 19.4mm Dia. x 90° PVC Bend | 36 | No.
Pipe Work Accessories and Sundry Materials
D. | Pipe supports, brackets and hangers including phenolic insulation blocks and sleeves, perforated channels, galvanized steel studding, non-drill anchors, fasteners etc. | 1 | Lot
E. | PVC pipe jointing compound and unlisted miscellaneous materials required for installation | 1 | Lot
Pipe Thermal Insulation
F. | Thermal Insulation Tube, 19.4mm wall for pvc pipes supplied in 1.8M lengths | 54 | m
CONDENSATE PIPEWORK
CARRIED TO COLLECTION
REFRIGERANT PIPEWORK
Copper Pipes & Fittings
G. | 9.5mm | 286 | m
H. | 15.9mm | 286 | m
Pipe Thermal Insulation
25mm and 13mm thick Aeroflex closed cell elastomeric thermal insulation on suction and liquid refrigerant pipes respectively
Thermal Insulation for Suction Piping (25mm)
J. | 9.5mm 1D x 25mm wall insulation | 286 | m
K. | 15.9mm 1D x 25mm wall insulation | 286 | m
L. | Appropriate refrigerant in sufficient quantity to complement the charge in the refrigerant circuits - as refrigerant R410A | 22 | kg
REFRIGERANT PIPEWORK
CARRIED TO COLLECTION
Ground floor
Plumbing etc.
Item | ELECTRICAL WORK | Quantity | Unit | Rate | Gh¢ GhP
Electrical Wiring
A. | Power cables between control panels, isolating switches and various equipment | 1 | Lot
B. | Allow for cable containment system including conduits trunking | 1 | Lot
ELECTRICAL WORK
CARRIED TO COLLECTION
FIRE FIGHTING INSTALLATIONS
FIRE EXTINGUISHER
Supply and install Fire Extinguisher in conformance with Ghana National Fire Service Regulation LI 1724
C. | 6kg Dry Power Fire Extinquisher to be mounted on the wall | 5 | No
D. | 3kg Carbon Dioxide Fire extinquisher to be mounted on the wall | 5 | No
E. | Supply and Install Wall mounted 6W LED Emergency EXIT Sign | 6 | No.
F. | Supply and Install Led Suspended Double-Sided Emergency Exit Sign, Polycarbonate, 2 W, Green | 4 | No
G. | Supply and Install 600x400mm Fire Instructional Notice (Reflective) | 2 | No.
H. | Supply and Install a No Smoking Sign | 2 | No
FIRE EXTINGUISHER
CARRIED TO COLLECTION
Ground floor
Plumbing etc.
COLLECTION
Gh¢ GhP
Page No. 2/15 - PRELIMINARIES
PLUMBING
'' '' 2/15 - COLD WATER INSTALLATION
'' '' 2/16 - COLD WATER STORAGE
'' '' 2/16 - WASTE AND SEWAGE DISPOSAL
'' '' 2/16 - RAIN WATER DRAINAGE
'' '' 2/17 - SANITARY FITTINGS
'' '' 2/17 - BIOGAS INSTALLATION
VENTILATION AND AIR CONDITIONING
'' '' 2/18 - AIR CONDITIONING
'' '' 2/18 - CONDENSATE PIPEWORK
'' '' 2/18 - REFRIGERANT PIPEWORK
'' '' 2/19 - ELECTRICAL WORK
FIRE FIGHTING INSTALLATIONS
'' '' 2/19 - FIRE EXTINGUISHER
PLUMBING AND MECHANICAL INSTALLATIONS
| CARRIED TO SUMMARY OF BILL No.2 |  |  | Gh¢
Ground floor
SUMMARY
Gh¢ GhP
Page No.2/2 - SUBSTRUCTURE
- SUPERSTRUCTURE
'' '' 2/ - E: IN SITU / LARGE PRECAST CONCRETE
'' '' 2/3 - F: MASONRY
'' '' 2/3 - G: STRUCTURAL / CARCASSING METAL / TIMBER
'' '' 2/3 - K: LININGS / SHEATING / DRY PARTITIONING
'' '' 2/5 - L: WINDOWS / DOORS / STAIRS
'' '' 2/8 - M: SURFACE FINISHES
'' '' 2/9 - N: FURNITURE / EQUIPMENT
'' '' 2/9 - P: BUILDING FABRIC SUNDRIES
'' '' 2/14 - V: ELECRICAL SUPPLY / POWER / LIGHTING SYSTEM
'' '' 2/20 - Y: PLUMBING AND MECHANICAL INSTALLATION
BILL No.2 - SUBSTRUCTURE / GROUND FLOOR
| CARRIED TO GENERAL SUMMARY |  |  | Gh¢

## First floor
BILL No.3
FIRST FLOOR
First floor
SUPERSTRUCTURE
Item | E: IN-SITU CONCRETE/LARGE PRECAST CONCRETE | Quantity | Unit | Rate | Gh¢ GhP
E10: MIXING/CASTING/CURING IN - SITU CONCRETE
Reinforced in-situ concrete; B.S. 5328, designed mix C30, 20mm aggregate, minimum cement content 240 kg/m³, vibrated
Roof beams
A. | generally | 37 | m3
Upstand beam
B. | generally | 3 | m3
Coping
C. | generally | 3 | m3
Lintel
D. | generally | 6 | m3
Fins
G. | generally | 2 | m3
Roof slabs
H. | thickness not exceeding 150mm | 16 | m3
E20: FORMWORK FOR IN-SITU CONCRETE
Formwork and basic finish
Roof beams; attached to slabs
J. | regular shaped; rectangular; height to soffit 3.00 - 4.50m; | 385 | m2
Upstand beams; attached to slabs
K. | regular shaped, circular, height to soffit 3.00 - 4.50m | 36 | m2
Coping
L. | regular shaped, rectangular, height to soffit 3.00 - 4.50m | 27 | m2
Fins
P. | regular shaped, rectangular, | 51 | m2
Lintel and hood
Q. | regular shaped, circular, height to soffit 3.00 - 4.50m | 84 | m2
Soffits of slabs; horizontal
R. | slab thickness not exceeding 200mm; height to soffit 3.00 - 4.50m | 93 | m2
Edges of roof slab; plain vertical
S. | Height not exceeding 250mm | 90 | m
Carried to Collection
First floor
Insitu concrete
Item | E30: REINFORCEMENT FOR IN-SITU CONCRETE | Quantity | Unit | Rate | Gh¢ GhP
Reinforcement bars, B. S. 4449, hot rolled round high tensile steel
Straight/ Bent
A. | 16mm diameter in roof beams | 3.08 | T
B. | 12mm diameter in roof beams | 0.06 | T
C. | 12mm diameter in fins | 0.51 | T
D. | 10mm diameter in coping | 0.22 | T
E. | 12mm diameter in Lintel | 0.65 | T
F. | 12mm diameter in Suspended roof slab | 1.83 | T
G. | 10mm diameter as links and stirrups | 1.5 | T
Carried to Collection
COLLECTION
| Page No.3/2 |  | ..
| “ “ 3/3 |  | ..
INSITU/LARGE PRECAST CONCRETE
CARRIED TO SUMMARY OF BILL No.3
First floor
Item | F: MASONRY | Quantity | Unit | Rate | Gh¢ GhP
F10: BRICK/BLOCK/WALLING
Sandcrete blocks, B.S. 6073, 400 x 215, solid compressive strength 4.2N/mm²; in cement mortar (1:4)
Walls
A. | 150mm thick; stretcher bond | 479 | m2
Parapet wall
B. | 150mm thick; stretcher bond | 236 | m2
MASONRY
CARRIED TO SUMMARY OF BILL No.3
G: STRUCTURAL / CARCASSING METAL / TIMBER
G20: Carpentry/Timber framing/ First fixing
Sawn hardwood treated with two coats of approved preservatives
C. | 50 x 50mm Ceiling Joists and Noggings | 628 | m
D. | 50 x 50mm Ceiling Hangers | 376 | m
E. | Include the provisional sum of One and Fity thousand Ghana cedis (Gh¢150,000.00) for light guage steel roof trusses and supplied by Raincoat Ltd Tel: 0208193584 |  | Item
STRUCTURAL / CARCASSING METAL / TIMBER
CARRIED TO SUMMARY OF BILL No.3
First floor
Item | H: CLADDING / COVERING | Quantity | Unit | Rate | Gh¢ GhP
SUNSHADING
A. | 50 x 100mm I-section beam welded in one piece with ends fixed in concrete | 0 | m
B. | 125 x 465mm prepainted galvanized steel section bent to profile and welded to I-section beam (measured separately) | 0 | m
C. | 12.5mm horizontal aluminium sunshading with slabs at 185mm centres size 11000 x 6000mm high overall fixed to steel section (measured separately) | 0 | No
H72: ALUZINC LONG SPAN COVERING
"Raincoat'' Roof sheeting as described
D. | 0.50mm Guage "Raincoat Roofing Systems Limited Tel: 0302234646 / 0208193584 or approved equal including sealant and fixing laid in accordance with manufacturer's instructions | 357 | m2
E. | Do. eaves linings do | 12 | m2
F. | Do. eaves trims 300mm girth do | 32 | m
G. | Do. eaves gutter 450mm girth do | 32 | m
H. | Do. flashing 450mm girth do | 32 | m
Waterproof Treatment
'Decadex'' Protective treatment with "Reemat" reinforcing system and protected from ultra violet light applied strictly in accordance with manufacturer's instructions represented by their local agent Dygate Ghana Limited Tel: 0243419307 / 030222990 or approved equal
J. | Stair and apply Decadex on embedment of glass fibre mat and bonding primer on bed at a rate of one litre per 1.5o metre square | 105 | m2
K. | Do. to sides of upstand beam | 36 | m2
L. | Do. to inner side of parapet wall | 118 | m2
20mm waterproof cement and sand (1:3) backing on
M. | Upstand beam, width not exceeding 300mm | 36 | m2
N. | Parapet wall, width not exceeding 300mm | 118 | m2
50mm waterproof cement and sand (1:3) screeded bed on concrete base
P. | Level and to falls only not exceeding 15 degrees from the horizontal | 105 | m2
CLADDING / COVERING
CARRIED TO SUMMARY OF BILL No.3
First floor
Item | K: LININGS / SHEATING / DRY PARTITIONING | Quantity | Unit | Rate | Gh¢ GhP
K40: SUSPENDED CEILINGS
A. | 600 x 600 x 12.5mm ''Rhinodek'' or similar vinyl clad fissured white lay-in acoustic ceiling panels with edges on and including ''Donn LUS 25'' white pre-painted galvanised steel exposed grid suspension system to suite, including T-38 main tees and T-38 cross tees, necessary 25 x 25mm galvanized strap hangers sub grid etc. with the exposed surfaces of the tees covered with steel cappings of approved colour all as per manufacturers specification | 373 | m2
LININGS / SHEATING / DRY PARTITIONING
CARRIED TO SUMMARY OF BILL No.3
L: WINDOWS / DOORS / STAIRS
L.11: METAL WINDOWS / ROOFLIGHTS / SCREENS / LOUVRES
Glazed aluminium framed doors and windows with 10mm thick glass pane, complete with fixtures and sub frames, insect proof net, heavy duty locks and handles, ironmongery and accessories in accordance with Architect's instructions
A. | Single bay top hung window in opening size 750 x 750mm high | 8 | No
B. | Two bay sliding window in opening size 750 x 1500mm high | 1 | No
C. | Two bay sliding window in opening size 1500 x 1500mm high | 6 | No
D. | Two bay sliding window in opening size 1500 x 1200mm high | 1 | No
E. | Two bay sliding window in opening size 1500 x 2700mm high | 4 | No
F. | Three bay fixed glass window in opening size 2400 x 1500mm high | 3 | No
G. | Four bay fixed glass window in opening size 2950 x 2700mm high | 4 | No
K. | Double leaf side hung swing door with fixed glass in opening size 1500 x 2100mm high with three bay top hung window size 750 x 300mm high | 1 | No
L. | Double leaf side hung swing door size 3000 x 2100mm high with three bay top hung window size 750 x 300mm high and 750 x 2100mm on both sides | 1 | No
Burglar proofing
'Trellidor'' door and window security grille Tel: 0302817642 / 0561242424 or approved equal
M. | Window burglar proofing in opening size 750 x 750mm high | 8 | No
N. | Do. size 750 x 1500mm do. | 1 | No
P. | Do. size 1500 x 1500mm do. | 6 | No
Q. | Do. size 1500 x 1200mm do. | 1 | No
R. | Do. size 1500 x 2700mm do. | 4 | No
U. | Do. size 2400 x 1500mm do. | 3 | No
U. | Do. size 2950 x 2700mm do. | 4 | No
V. | Door burglar proofing in opening size 2400 x 2400mm high | 1 | No
W. | Do. size 1500 x 2400mm do. | 1 | No
Roof Access
X. | 600 x 600 x 4mm thick centrally pitched galvanized roof access cover including 50 x 50 x 4mm thick galvanized square pipe borders fixed to concrete | 1 | No.
Carried to Collection
First floor
Windows etc.
Item | L20: TIMBER DOORS / SHUTTERS / HATCHES | Quantity | Unit |  | Gh¢ GhP
Doors
45mm (Finished) Odum panelled door or approved equal with two open panels for and including solid hardwood raised and fielded panel size 450 x 600mm high comprising 100mm stiles, top and intermediate rails 225mm bottom rail
A. | 800 x 2050mm high double leaf | 7 | No
B. | 650 x 2050mm high | 6 | No
L23: DOOR / WINDOW FRAMES
Wrought hardwood
C. | 50 x 150mm frame plugged to blockwall or concrete, Odum or approved equal | 84 | m
Carried to Collection
| COLLECTION |  |  |  | Gh¢ GhP
| Page No.3/6 |  | ..
| “ “ 3/7 |  | ..
WINDOWS / DOORS / STAIRS
CARRIED TO SUMMARY OF BILL No.3
First floor
Item | M: SURFACE FINISHES | Quantity | Unit | Rate | Gh¢ GhP
M10: CEMENT: SAND / CONCRETE SCREEDS / FLOORING
Floor finishing
Screed; Cement and sand (1:4)
40mm work to floors on concrete base; screeded
A. | Level and to falls only but not exceeding 15 degrees from the horizontal | 362 | m2
20mm work to skirting on concrete base
B. | height 100mm | 230 | m
M20: PLASTERED / RENDERED / ROUGHCAST COATINGS
Wall finishings
20mm cement and sand (1:4) backing to wall
C. | Width exceeding 300mm | 164 | m2
20mm Cement and sand mortar (1:4) render
D. | Internal wall width exceeding 300mm | 488 | m2
E. | Internal wall width not exceeding 300mm | 70 | m2
F. | Parapet wall width exceeding 300mm | 254 | m2
G. | External wall width exceeding 300mm | 236 | m2
H. | Isolated columns | 5 | m2
J. | Coping | 80 | m2
Carried to Collection
First floor
Surface finishes
Item | M40: STONE / CONCRETE / QUARRY / CERAMIC TILING / MOSAIC | Quantity | Unit | Rate | Gh¢ GhP
First grade porcelain tiles, non polished finish; symmetrical layout; bedding in Kerabond adhesive cement; pointing with grout 600 x 600 x 10mm units on sand and cement base; level or to falls only not exceeding 15 degrees from horizontal
A. | Floor width exceeding 300mm | 62 | m2
First grade porcelain tiles, polished finish; symmetrical layout; bedding in Kerabond adhesive cement; pointing with grout 800 x 800 x 10mm units on sand and cement base; level or to falls only not exceeding 15 degrees from horizontal
B. | Floor width exceeding 300mm | 300 | m2
C. | Skirting 100mm high | 232 | m
D. | Extra over for rounded edges of skirting with metal strips | 232 | m
Ceramic tiles B.S 6431, glazed coloured 2 joints symmetrical layout in cement sand (1:3) mortar backing (measured separately) grouting with coloured cement grout to match 300 x 200 x 6mm units to walls
E. | Plain, width exceeding 300mm | 164 | m2
F. | Extra over rounded edges with metal strips | 61 | m
M60: PAINTING / CLEAR FINISHING
Prepare and apply two coats of ''ICI'' PVA putty or approved equal on
G. | Rendered wall internal | 558 | m2
H. | Rendered wall external | 92 | m2
J. | Rendered parapet wall | 159 | m2
K. | Rendered isolated columns | 5 | m2
L | Rendered coping | 80 | m2
Carried to Collection
First floor
Surface finishes
Item | Prepare and apply three coats of ''ICI'' vinyl acrylic emulsion paint or approved equal on | Quantity | Unit | Rate | Gh¢ GhP
A. | Rendered wall internal | 558 | m2
B. | Rendered external wall | 92 | m2
C. | Rendered parapet wall | 159 | m2
D. | Rendered isolated columns | 5 | m2
E. | Rendered coping | 80 | m2
Prepare and apply three coats of ''ICI'' graffito textured paint or approved equal on
F. | Rendered wall external | 144 | m2
G. | Rendered parapet wall | 95 | m2
Prepare and apply one coat of ''ICI'' aluminium primer or approved equal on back of joinery before fixing
H. | Girth not exceeding 300mm | 11 | m2
Prepare, prime and apply two undercoats and one finishing coat of gloss ''ICI'' oil paint or approved equal on wood work
J. | General surfaces; girth exceeding 300mm | 52 | m2
K. | General surfaces; girth not exceeding 300mm | 26 | m2
Carried to Collection
| COLLECTION |  |  |  | Gh¢ GhP
| Page No.3/8 |  | ..
| “ “ 3/9 |  | ..
| “ “ 3/10 |  | ..
SURFACE FINISHES
CARRIED TO SUMMARY OF BILL No.3
First floor
Item | N: FURNITURE / EQUIPMENT | Quantity | Unit | Rate | Gh¢ GhP
N10: GENERAL FIXTURES / FURNISHINGS / EQUIPMENT
A. | Include the provisional sum of One hundred thousand Ghana Cedis (Gh¢100,000.00) for furnishings, loose and built-in furniture as directed by the Architect
FURNITURE / EQUIPMENT
CARRIED TO SUMMARY OF BILL No.3
P: BUILDING FABRIC SUNDRIES
P20: UNFRAMED ISOLATED TRIMS / SUNDRY ITEM / SKIRTING
Wrought hardwood
B. | 12 x 100mm Planted door batten | 65 | m
C. | 12 x 100mm moulded architrave | 95 | m
P21: IRONMONGERY
Supply and fix the following ironmongery as manufactured by ''WURTH'' and supplied by its local agents PERTOC LTD: TEL: 0244672121 / 0302248614 or equally approved to hardwood with and including matching screws
D. | Pair 100mm stainless steel butt hinges with double ball bearings | 13 | No
E. | 30 x 30mm Floor mounted, matt chrome plated door stopper | 13 | No
F. | Silver coloured anodized aluminium rosette indicator lock with DIN class 3 inner mechanism and stainless steel face plate | 6 | No
G. | Silver coloured anodized aluminium rosette mortice lock with master keyed reversible cylinder and DIN class 3 inner mechanism with stainless steel face plate | 7 | No
Water bars
H. | 50 x 50mm angle iron water bar fitted into cement ann sand screed for all doors | 13 | m
BUILDING FABRIC SUNDRIES
CARRIED TO SUMMARY OF BILL No.3
First floor
Item | ELECTRICAL SUPPLY / POWER / LIGHTING SYSTEM | Quantity | Unit | Rate | Gh¢ GhP
MAIN AND SUB LV PANELS AND BOARDS
Sub Distribution Board (SDB-1)
MCCB, MCB shall be manufactured by Hager, ABB, Eaton, Schneider or approved equal
Supply and installation of switch gear cubicle made out of (2mm thickness) sheet steel enclosure (IP54) powder coated to the approval of the Architect
A. | 125Amp TPN 12Way Main switch distribution board | 2 | No
MAIN AND SUB LV PANELS AND BOARDS
CARRIED TO COLLECTION
FEEDER, SUB-DISTRIBUTION AND FINAL SUB-CIRCUIT CABLES
Transmission Wiring
Low Voltage Cables shall be 600/1000V grade PVC/PVC/SWA/PVC stranded copper conductor cable as manufactured by Messrs Kablemetal, Tropical cable or approved equal
B. | 16mm2 x 4-Core | 30 | m
Cable glands and lugs (1set = 1 gland + 4 lugs/sleeves)
C. | 16mm2 x 4-Core | 4 | set
FEEDER, SUB-DISTRIBUTION AND FINAL SUB-CIRCUIT CABLES
CARRIED TO COLLECTION
FINAL CIRCUIT WIRING
All cables shall be Kablemetal, Tropical cable or approved equal
Light Point Wiring
D. | Wiring and installation (including supply of all materials) of the light points using approved type PVC insulated PVC sheathed 1.5mm² copper cable drawn through securely fixed concealed PVC conduit. | 89 | No
Ceiling Fan Point Wiring
E. | Wiring and installation (including supply of all materials) of the light points using approved type PVC insulated PVC sheathed 1.5mm² copper cable drawn through securely fixed concealed PVC conduit. | 19 | No
C/F
First floor
Electrical
Item | Power Point Wiring | Quantity | Unit | Rate | Gh¢ GhP
B/F
A. | Wiring and installation (including supply of all materials) of the Power points using approved type PVC insulated PVC sheathed 2.5mm² copper cable and 2.5mm² Earth cable drawn through securely fixed concealed PVC conduit. | 60 | No.
Air Conditioner Point Wiring
B. | Wiring and installation (including supply of all materials) of the Power points using approved type PVC insulated PVC sheathed 4.0mm² copper cable and 4.0mm² Earth cable drawn through securely fixed concealed PVC conduit. | 12 | No.
FINAL CIRCUIT WIRING
CARRIED TO COLLECTION
WIRING ACCESSORIES
Supply & installation of 13A fused shuttered switched socket outlet to comply with relevant BS standard (Legrand,Tenby, ABB or approved equal).
C. | 13A Double Socket | 30 | No
D. | Floor recessed socket with data ports | 22 | No
Light Switch
Supply and install the following light switches complete with cover plate in the position. Lights Shall be of Legrand or approved equal
E. | 10A 1 Gang 2 Way Switch | 10 | No
F. | 10A 2 Gang 2 Way Switch | 9 | No
G. | 10A 3 Gang 2 Way Switch | 5 | No
H. | 10A 4 Gang 2 Way Switch | 3 | No
Hand Drier
J. | Automatic hand drier | 3 | No
Air Condition Switch
K. | Supply and install the following AC switches complete with cover plate in the position and Shall be of Legrand or approved equal | 12 | No
WIRING ACCESSORIES
CARRIED TO COLLECTION
First floor
Electrical
Item | LIGHTING FITTINGS AND EQUIPMENT | Quantity | Unit | Rate | Gh¢ GhP
Supply and installation of LED Lighting fitting suitable for indoor use including all other necessary accessories like terminal block and shall be - thorn / Philips or approved equal
A. | 18W, 1200mm, T18 LED tube Light | 0 | No.
B. | 15W LED bulb fitted with lamp holder | 0 | No.
Ceiling Fan
Supply and installation of Ceiling Fan suitable for indoor use including all other necessary accessories like terminal blockand shall be Crompton Greeves/Elbee or approved equal
C. | 40W Ceiling Fan with 1200mm Sweep | 12 | No.
LIGHTING FITTINGS AND EQUIPMENT
CARRIED TO COLLECTION
DATA, TELEPHONE AND TELEVISION WIRING
NETWORK SWITCHES and DEVICES shall be manufactured by Cisco, Mitronik, Datalink or approved equal.
D. | 18U mounted rack | 1 | No
E. | 24 Port Ethernet Switch | 2 | No
F. | Panasonic A24 PABX communication switch with console | 1 | No
G. | RJ 45 Double data socket outlet | 25 | No.
H. | RJ 11 Telephone socket outlet | 16 | No.
J. | Cat 6E cable | 2500 | No.
K. | 250 x 250mm Junction box as drawn points | 3 | No.
L. | Telephone handset | 9 | No.
M. | 55'' Television set (Samsung, LG or approved equal) | 4 | No.
Television Point Wiring
N. | Wiring and installation (including supply of all materials) of Television points using approved type PVC. 1mm Copper Core, Foil, braided insulated PVC sheathed with all necessary fittings. | 4 | No.
Television Outlet
P. | 100x100mm Television socket with covering Face plate | 4 | No
Q. | 1 meter Coaxial cabel with Male - Female Connector | 4 | No
DATA, TELEPHONE AND TELEVISION WIRING
CARRIED TO COLLECTION
First floor
Electrical
Item | ADDRESSABLE FIRE DETECTION AND ALARM SYSTEM | Quantity | Unit | Rate | Gh¢ GhP
Supply and install the following for an Analogue Addressable Fire Alarm System and Accessories
A. | Gent Vigilon Combine Smoke and Heat Detector complete with base. | 21 | No
B. | Gent Vigilon surface mounted manual Call point (break glass) | 3 | No
C. | Gent Vigilon 2-Way electroinc Sounder with Beacon | 3 | No
D. | 2x1.5mm2 FP200 Fire Resistant Cable | 350 | m
E. | 20mm Dia PVC conduit pipe | 65 | m
F. | Circular box with covers as draw point | 3 | No
G. | Circular box | 30 | No
H. | 75 x 75 x 35mm deep conduit boxes | 6 | No
ADDRESSABLE FIRE DETECTION AND ALARM SYSTEM
CARRIED TO COLLECTION
LIGHTNING ARRESTER SYSTEM
Supply and Installation of Lightning Arrester System Shall be by the BS-EN 62305 Standard.
J. | Copper Tape | 150 | m
K. | Saddles | 120 | No.
L. | 1800mm Annealed solid copper rod | 10 | No.
M. | 1 x 16mm2 pvc Insulated cable | 15 | m
N. | 50mm diameter pvc pipe, class B | 6 | m
P. | Air Terminal (Arrester Pole) with base | 10 | No.
Q. | Test Clamp | 30 | No.
R. | Junction Clamp | 30 | No.
S. | Arrester Clamps | 10 | No.
T. | U Clamps | 6 | No.
U. | Earth Mat | 4 | No.
V. | S-8 PVC Wall Plug with Screws |  | Item
LIGHTNING ARRESTER SYSTEM
CARRIED TO COLLECTION
First floor
Electrical
COLLECTION
Gh¢ GhP
Page No.3/13 - MAIN AND SUB LV PANELS AND BOARD
'' '' 3/13 - FEEDER, SUB-DISTRIBUTION AND FINAL SUB CIRCUIT CABLES
'' '' 3/14 - FINAL CIRCUIT WIRING
'' '' 3/14 - WIRING ACCESSORIES
'' '' 3/15 - LIGHTING FITTINGS AND EQUIPMENT
'' '' 3/15 - DATA, TELEPHONE AND TELEVISION WIRING
'' '' 3/16 - ADDRESSABLE FIRE DETECTION AND ALARM SYSTEM
'' '' 3/16 - LIGHTNING ARRESTER SYSTEM
ELECTRICAL SUPPLY / POWER / LIGHTING SYSTEM
CARRIED TO SUMMARY OF BILL No.3
First floor
Item | PLUMBING AND MECHANICAL INSTALLATION | Quantity | Unit | Rate | Gh¢ GhP
PLUMBING
COLD WATER INSTALLATION
Type PPR pipe with all necessary specials laid in water distribution system buried in brick walls / floor or clipped to any location where necessary.
A. | 15mm diameter. | 5 | m
B. | 20mm diameter. | 30 | m
C. | 25mm diameter. | 40 | m
D. | 25mm diameter Elbow | 20 | No
E. | 25mm diameter Tee | 10 | No
F. | 25mm diameter Gate Valve with Connectors | 5 | No
G. | 25 x 19mm diamter Reducer | 8 | No
H. | 19mm diameter Elbow | 20 | No
J. | 19mm diameter Tee | 15 | No
K. | 19mm diameter gate Valve with Connectors | 4 | No
L. | 19 x 15mm diameter Reducer | 12 | No
M. | 15mm diameter Elbow | 20 | No
N. | 15mm diameter Chrone plated gate/Angle Valve/ Connector | 12 | No
P. | 15mm diameter Flexible faucet Connector | 6 | No
Q. | 15mm diameter Faucet Connector | 6 | No
Taps and Valves
All valves shall be brass "Pegler" manufactured UK or approved equal, finish to be chrome plated.
R. | 19mm diameter chrome plated hose | 9 | Nos.
S. | 15mm diameter angle valve PPR | 11 | Nos.
T. | 19mm diameter stand pipe | 2 | No.
COLD WATER INSTALLATION
CARRIED TO COLLECTION
First floor
Plumbing etc.
Item | WASTE AND SEWAGE DISPOSAL | Quantity | Unit | Rate | Gh¢ GhP
uPVC Class B pipe with all necessary specials laid for internal and external waste and sewage Disposal system buried in brick walls / floor, clipped to any location or laid through ground soil where necessary.
A. | 32mm diameter. | 24 | m
B. | 50mm diameter. | 68 | m
C. | 100mm diameter. | 27 | m
D. | 100mm diameter Bend | 10 | No.
E. | 100mm diameter single Swept Branch | 4 | No.
F. | 100mm diameter Screwed Access End Cap | 4 | No.
G. | 100mm diameter Vent Cowl/ Cap | 4 | No.
H. | 50mm diameter bend | 30 | No.
J. | 50mm Swept Tee | 15 | No.
K. | 50 x 38mm diameter Reducer | 10 | No.
L. | 50 x 32mm diameter Reducer | 5 | No.
WASTE AND SEWAGE DISPOSAL
CARRIED TO COLLECTION
First floor
Plumbing etc.
Item | SANITARY FITTINGS | Quantity | Unit | Rate | Gh¢ GhP
Sanitary fittings shall be Twyford, Armitage, Shank or approved equal
A. | Supplying and install Close Couple Water Closet with 'S' or 'P' trap outlet approved colour, complete with and fittings , drop pipe, flexible connections and necessary water connection etc. | 5 | No
B. | Do. for disabled complete | 1 | No
C. | Supply and install Pedestal Wash Hand, complete with and fittings , drop pipe, flexible connections and necessary water connection etc. | 3 | No
D. | Supply and install single bowl Kitchen Sink with Bottle trap outlet approved colour, complete with and fittings , drop pipe, flexible connections and necessary water connection etc. | 2 | No.
E. | Supply and install 50mm diameter Stainless steel multi outlet trapped Floor Drain. | 4 | No
F. | Anti-theft Toilet roll holder in metal with satin aluminium finish, screwed to wall 19 x 76 x 45mm deep | 5 | No
G. | White plastic toilet brush and holder | 5 | No
H. | Single Bowl Urinal Unit in vitreous chiana with exposed automatic flushing infra-Red Sensor flushing valve accessories; 40mm diameter domed outlet, bottled trap Twyford Concealed idol Battery operated sensor or approved equal | 2 | No
J. | Disposable Roller Paper Towels | 3 | No
K. | Liquid Soap Dispenser Volume - 1 litre | 3 | No
L. | Wall Mirror (600mm x 460mm)
| Twyford Type PB0383XX or approved equal | 3 | No
SANITARY FITTINGS
CARRIED TO COLLECTION
First floor
Plumbing etc.
Item | VENTILATION AND AIR CONDITIONING | Quantity | Unit | Rate | Gh¢ GhP
AIR CONDITIONING EQUPMENT
HIGH WALL SPLIT UNITS
A. | Nominal Total Cooling Capacity: 7.1 kw | 11 | No.
B. | Nominal Total Cooling Capacity: 5.2 kw | 3 | No.
AIR CONDITIONING EQUPMENT
CARRIED TO COLLECTION
CONDENSATE PIPEWORK
PVC Pipes & Fittings
Allow for insulated condensate uPVC pipework from air handling units to approved termination
C. | 19.4 mm Dia. uPVC Pipe | 60 | m
D. | 19.4mm Dia. x 90° PVC Bend | 40 | No.
Pipe Work Accessories and Sundry Materials
E. | Pipe supports, brackets and hangers including phenolic insulation blocks and sleeves, perforated channels, galvanized steel studding, non-drill anchors, fasteners etc. | 1 | Lot
F. | PVC pipe jointing compound and unlisted miscellaneous materials required for installation | 1 | Lot
Pipe Thermal Insulation
G. | Thermal Insulation Tube, 19.4mm wall for pvc pipes supplied in 1.8M lengths | 60 | m
CONDENSATE PIPEWORK
CARRIED TO COLLECTION
REFRIGERANT PIPEWORK
Copper Pipes & Fittings
H. | 9.5mm | 30 | m
J. | 12.50mm | 8 | m
K. | 15.9mm | 30 | m
L. | 6.20mm | 8 | m
Pipe Thermal Insulation
25mm and 13mm thick Aeroflex closed cell elastomeric thermal insulation on suction and liquid refrigerant pipes respectively
Thermal Insulation for Suction Piping (25mm)
M. | 9.5mm 1D x 25mm wall insulation | 30 | m
N. | 12.5mm 1D x 25mm wall insulation | 8 | m
P. | 15.9mm 1D x 25mm wall insulation | 30 | m
Q. | 6.2mm 1D x 25mm wall insulation | 8 | m
R. | Appropriate refrigerant in sufficient quantity to complement the charge in the refrigerant circuits - as refrigerant R410A | 30 | kg
REFRIGERANT PIPEWORK
CARRIED TO COLLECTION
First floor
Plumbing etc.
Item | ELECTRICAL WORK | Quantity | Unit | Rate | Gh¢ GhP
Electrical Wiring
A. | Power cables between control panels, isolating switches and various equipment | 1 | Lot
B. | Allow for cable containment system including conduits trunking | 1 | Lot
ELECTRICAL WORK
CARRIED TO COLLECTION
FIRE FIGHTING INSTALLATION
FIRE EXTINGUISHER
Supply and install Fire Extinguisher in conformance with Ghana National Fire Service Regulation LI 1724
C. | 6kg Dry Power Fire Extinquisher to be mounted on the wall | 3 | No
D. | 3kg Carbon Dioxide Fire extinquisher to be mounted on the wall | 3 | No
E. | Supply and Install Wall mounted 6W LED Emergency EXIT Sign | 3 | No.
F. | Supply and Install Led Suspended Double-Sided Emergency Exit Sign, Polycarbonate, 2 W, Green | 4 | No
G. | Supply and Install 600x400mm Fire Instructional Notice (Reflective) | 2 | No.
H. | Supply and Install a No Smoking Sign | 2 | No
FIRE EXTINGUISHER
CARRIED TO COLLECTION
First floor
Plumbing etc.
COLLECTION
Gh¢ GhP
PLUMBING
Page No. 3/18 - COLD WATER INSTALLATION
'' '' 3/19 - WASTE AND SEWAGE DISPOSAL
'' '' 3/20 - SANITARY FITTINGS
VENTILATION AND AIR CONDITIONING
'' '' 2/21 - AIR CONDITIONING
'' '' 2/21 - CONDENSATE PIPEWORK
'' '' 2/21 - REFRIGERANT PIPEWORK
'' '' 2/22 - ELECTRICAL WORK
FIRE FIGHTING INSTALLATIONS
'' '' 3/22 - FIRE EXTINGUISHER
PLUMBING AND MECHANICAL INSTALLATIONS
| CARRIED TO SUMMARY OF BILL No.3 |  |  | Gh¢
First floor
SUMMARY
Gh¢ GhP
Page No.3/3 - E: IN SITU / LARGE PRECAST CONCRETE
'' '' 3/4 - F: MASONRY
'' '' 3/4 - G: STRUCTURAL / CARCASSING METAL / TIMBER
'' '' 3/5 - H: CLADDING / COVERING
'' '' 3/6 - K: LININGS / SHEATING / DRY PARTITIONING
'' '' 3/8 - L: WINDOWS / DOORS / STAIRS
'' '' 3/11 - M: SURFACE FINISHES
'' '' 3/12 - N: FURNITURE / EQUIPMENT
'' '' 3/12 - P: BUILDING FABRIC SUNDRIES
'' '' 3/17 - V: ELECRICAL SUPPLY / POWER / LIGHTING SYSTEM
'' '' 3/23 - Y: PLUMBING AND MECHANICAL INSTALLATION
BILL No.3 - FIRST FLOOR
| CARRIED TO GENERAL SUMMARY |  |  | Gh¢

## External works
BILL No.4
EXTERNAL WORKS
PAVED AREAS AND WALKWAY
Item |  | Quantity | Unit | Rate | Gh¢ GhP
Laterite filling to make up levels depositing and compacting in layers of 150mm maximum thickness
A | Average thickness exceeding 0.30m | 34 | m3
Quarry Dust
B | 75mm thick quarry dust bed to receive precast concrete paving blocks (measured separately) | 169 | m2
Paving Block
C | Supply and fix 100 x 200 x 80mm thick 35N/mm2 precast concrete pavement block to approved pattern on quarry dust bed (measured separately) | 169 | m2
Kerbs, Channels and Edges
D | Provide and place precast concrete kerbs size 150 x 400mm chamfered top edge and finished fair on all exposed surfaces, cast in 900mm lengths and laid and jointed in cement and sand (1:3) mortar and including 150mm concrete grade C20 bed, haunching back and all necessary excavation, backfilling selected excavated materials and removal of surplus spoil | 161 | m
E | Do. but curved | 15 | m
E10: IN-SITU CONCRETE
Plain in-situ concrete B.S 5328 designed mix C20, 20mm aggregate
Fair faced apron
F. | generally | 38 | m3
Formwork and basic finish
Edge of apon bed
G. | width not exceeding 100mm | 55 | m
H. | Transport polythene sheeting; lapped joints; 250 microns; 2 mm thick | 169 | m2
J. | Prepare and apply continuous reflective thermoplastic road marking paint 120mm wide on pavement blocks including cutting edges | 70 | m
Bollards
K | Excavate holes for post and other support 300 x 300 x 300 mm deep, fill 100 tubular post and base with concrete including disposal of surplus excavated material from site. | 20 | No
100 mm Galvanized pipe with welded connections
ground smooth
L | Post 1500mm long | 20 | No
Prepare, prime and apply three coats of
thermoplastic reflective paint on metalwork
M | Surfaces not exceeding 300 mm girth | 10 | m2
PAVED AREAS AND WALKWAY
CARRIED TO SUMMARY OF BILL NO.4
External works
FENCE WALL
Item | D20: EXCAVATION AND FILLING | Quantity | Unit | Rate | Gh¢ GhP
Trenches width exceeding 0.30m
A. | maximum depth not exceeding 1.50m | 29 | m3
Pits
B. | maximum depth not exceeding 4.00m, 49No. | 18 | m3
Breaking out existing materials; extra over any types of excavation irrespective of depth
C. | rock; (Provisional) | 20 | m3
D. | fused laterite; (Provisional) | 70 | m3
Excavated materials arising from Excavation
Filling to excavation
E. | average thickness not exceeding 0.25m | 22 | m3
Disposal of excavated material
F. | Excavated material off site | 25 | m3
E: IN-SITU CONCRETE/LARGE PRECAST CONCRETE
E10: IN - SITU CONCRETE
Plain in-situ concrete; B. S. 5328, designed mix C20p, 20mm aggregate
Foundations
G. | generally | 7 | m3
Reinforced in-situ concrete, B. S. 5328, designed mix C25, 20mm aggregate, minimum cement 240 kg/m³; vibrated
Column bases
H. | generally | 8 | m3
Columns
J. | generally | 25 | m3
Coping
K. | generally | 7 | m3
Formwork and basic Finish
Columns; isolated
L. | regular shape; rectangular; | 243 | m2
Coping
M. | regular shape; rectangular; | 67 | m2
E30: REINFORCEMENT FOR IN-SITU CONCRETE
Reinforcement bars, B.S. 4449, hot rolled
round mild steel
Bent / straight
N. | 12mm diameter in column | 0.43 | T
P. | 12mm diameter in column bases | 0.31 | T
Q. | 8mm diameter coping | 0.17 | T
Links
R. | 10mm diameter | 0.67 | T
Carried to Collection
External works
Fencewall
Item | MASONRY | Quantity | Unit | Rate | Gh¢ GhP
F10: BRICK/BLOCK WALLING
Sandcrete blocks, B. S. 6073, 440 x 215mm, solid, compressive strength 4.2N/mm²; in cement mortar (1:4)
Walls
A. | 150mm thick; stretcher bond | 237 | m2
M20: PLASTERED/RENDERED/ROUGHCAST COATINGS
Mortar, cement and sand (1:4), steel trowelled; 15mm work to walls on brickwork or blockwork base
B. | width exceeding 300mm | 474 | m2
C. | width not exceeding 300mm | 154 | m2
D. | coping width not exceeding 300mm | 109 | m2
M60: PAINTING/CLEAR FINISHING
One coat sealer, two coats acrylic paint
Cement rendered wall general surface
E. | girth exceeding 300mm | 474 | m2
F. | girth not exceeding 300mm | 154 | m2
G. | coping width not exceeding 300mm | 109 | m2
One coat primer, one undercoat, two coats of full gloss finish
General surfaces of metalwork
H. | girth exceeding 300mm | 474 | m2
J. | girth not exceeding 300mm | 154 | m2
Metalwork
K. | Decorative metal panel with 50 mm diameter galvanised steel 1650x1100mm with ends bedded in concrete | 11 | No
L. | Metal gate size 5500 x 2250mm high with angle track and rollers | 1 | No
M. | Metal gate size 5600 x 2250mm high do. | 1 | No
N. | Pedestrain metal gate with size 1500 x 2250mm high in single leave | 1 | No
Carried to Collection
| COLLECTION |  |  |  | Gh¢ GhP
| Page No.4/3 |  | ..
| “ “ 4/4 |  | ..
FENCE WALL
CARRIED TO SUMMARY OF BILL NO.4
External works
Item | LANDSCAPING AND HORTICULTURAL WORKS | Quantity | Unit | Rate | Gh¢ GhP
A. | Approved laterite filling material in 150mm layers well watered and well rammed and consolidated to make up level | 10 | m3
B. | 150mm bed of imported black vegetable soil deposited spread and levelled including removal weeds and debris and raking to a fine tilth | 51 | m2
C. | Plant prepared ground with " love" grass or similar and approved grass spaced not more than 100mm apart and kept well watered and maintained until well grown | 51 | m2
D. | Plant approved assorted flowering plant in two rows to form hedges and kept well watered and maintained until well grown | 56 | m
E. | Include the provisional sum of Ten thousand Ghana cedis (Gh¢10,000.00) for planting flowers and trees |  | Item
LANDSCAPING AND HORTICULTURAL WORKS
CARRIED TO SUMMARY OF BILL NO.4
GATE HOUSE
GROUNDWORK
D20: EXCAVATION AND FILLING
Trenches width exceeding 0.30m
F. | maximum depth not exceeding 1.50m | 14 | m3
Trenches width exceeding 0.30m, step and ramp
G. | maximum depth not exceeding 1.50m | 1 | m3
Pits
H. | maximum depth not exceeding 4.00m, 8No. | 3 | m3
Breaking out existing materials; extra over any type of excavation irrespective of depth
J. | rock; | 5 | m3
K. | fused laterite | 10 | m3
Disposal of excavated material
L. | Excavated material off site | 8 | m3
Excavated materials arising from Excavation
Filling to excavation
M. | average thickness not exceeding 0.25m | 10 | m3
Hardcore to be obtained off site
Filling to make up levels; depositing in layers 150mm maximum thickness
N. | average thickness exceeding 0.25m | 12 | m3
E: IN-SITU CONCRETE/LARGE PRECAST CONCRETE
E10: MIXING/CASTING/CURING IN - SITU CONCRETE
Plain in-situ concrete; designed mix C15, 40mm aggregate
Foundations poured on or against earth or unblinded hardcore
P. | generally | 1 | m3
Carried to Collection
External works
Gate house
Item | Plain in-situ concrete; B. S. 5328 designed mix C20, 20mm aggregate | Quantity | Unit | Rate | Gh¢ GhP
Foundations
A. | generally | 2 | m3
Step
B. | generally | 1 | m3
Reinforced in-situ concrete, B. S. 5328, designed mix C30, 20mm aggregate, minimum cement 240 kg/m² vibrated
Isolated foundations
C. | generally | 1 | m3
Columns
D. | generally | 2 | m3
Beds
E. | generally | 7 | m3
Roof slab
F. | Thickness not exceeding 150mm | 7 | m3
Wall
G. | generally | 4 | m3
Ground beam
H. | generally | 1 | m3
Beams and lintel
J. | generally | 2 | m3
E20: FORMWORK FOR IN-SITU CONCRETE
Formwork and basic Finish
Sides of ground beams and edges of bed, plain vertical
K. | height not exceeding 250mm | 67 | m
Steps
L. | height not exceeding 250mm | 2 | m2
Columns; isolated
M. | regular shape; rectangular | 25 | m2
Beams and lintel; isolated
N. | regular shape; rectangular height to soffit 3.00 - 4.5m | 29 | m2
Wall
P. | Irregular shape; | 50 | m2
Column; bases and foundation
Q. | regular shape; rectangular | 9 | m2
Soffits of roof slab; horizontal
R. | slab thickness not exceeding 200mm; height to soffit 3.00 - 4.50m | 43 | m2
Edges of slab; plain vertical
S. | Height not exceeding 250mm | 26 | m
Carried to Collection
External works
Gate house
Item | E30: REINFORCEMENT FOR IN-SITU CONCRETE | Quantity | Unit | Rate | Gh¢ GhP
Reinforcement bars; B. S. 4449; hot rolled round high tensile steel
Bent / straight
A. | 12mm diameter in column and wall bases | 0.24 | T
B. | 12mm diameter in column | 0.13 | T
C. | 12mm diameter in ground beam | 0.22 | T
D. | 12mm diameter in wall | 0.32 | T
E. | 12mm diameter in beams and lintel | 0.3 | T
F. | 12mm diameter in suspended roof slab | 0.52 | T
G. | 10mm diameter as links and stirrup | 0.26 | T
Steel mesh fabric reinforcement to bed
Reference A142, 2.22 kg/m²; 200mm side laps; 200mm end laps
H. | generally | 49 | m2
DAMP PROOF MEMBRANES
Transparent polythene sheeting; lapped joints; 250 microns; 0.02mm thick Damp proofing
J. | General surfaces | 49 | m2
Anti-Termite Treatment
K. | Hardcore filling material to be treated against termite using anti-termite treatment chemicals as per engineer's specification | 49 | m2
F10: BRICK/BLOCK/WALLING
Sandcrete blocks, B.S. 6073, 400 x 215, solid compressive strength 4.2N/mm²; in cement mortar (1:4)
Walls
L. | 150mm thick; stretcher bond | 150 | m2
G20: Carpentry/Timber framing/ First fixing
Sawn hardwood treated with two coats of approved preservatives
M. | 50 x 75mm Ceiling Noggings | 270 | m
N. | 50 x 75mm Ceiling Hangers | 80 | m
Carried to Collection
External works
Gate house
Item | H: CLADDING / COVERING | Quantity | Unit | Rate | Gh¢ GhP
WATER PROOFING
Waterproof Treatment
'Decadex'' Protective treatment with "Reemat" reinforcing system and protected from ultra violet light applied strictly in accordance with manufacturer's instructions represented by their local agent Dygate Ghana Limited Tel: 0243419307 / 030222990 or approved equal
A. | Stair and apply Decadex on embedment of glass fibre mat and bonding primer on bed at a rate of one litre per 1.5o metre square | 43 | m2
B. | Do. to sides of upstand beam | 17 | m2
20mm waterproof cement and sand (1:3) backing on upstand beam
C. | Width not exceeding 300mm | 17 | m2
50mm waterproof cement and sand (1:3) screeded bed on concrete base
D. | Level and to falls only not exceeding 15 degrees from the horizontal | 49 | m2
K: LININGS / SHEATING / DRY PARTITIONING
K40: SUSPENDED CEILINGS
E. | 10mm Plasterboard ceiling lining fixing in position in galvanized adjustable wire,hangers, including perimeter trims and skimming | 49 | m2
F. | 150mm girth gypsum cornices | 46 | m
L.11: METAL WINDOWS / ROOFLIGHTS / SCREENS / LOUVRES
Glazed aluminium framed doors and windows with 10mm thick glass pane, complete with fixtures and sub frames, insect proof net, heavy duty locks and handles, ironmongery and accessories in accordance with Architect's instructions
G. | Two bay sliding window in opening size 1500 x 800mm high | 1 | No
H. | Two bay sliding window in opening size 1500 x 1200mm high | 1 | No
J. | Single bay window in opening size 750 x 1200mm high | 1 | No
K. | Single bay top hung window in opening size 750 x 800mm high | 2 | No
Burglar proofing
'Trellidor'' door and window security grille Tel: 0302817642 / 0561242424 or approved equal
L. | Window burglar proofing in opening size 1500 x 800mm high | 1 | No
M. | Do. size 1500 x 1200mm do. | 1 | No
N. | Do. size 750 x 1200mm do. | 1 | No
P. | Do. size 750 x 800mm do. | 2 | No
Carried to Collection
External works
Gate house
Item |  | Quantity | Unit | Rate | Gh¢ GhP
A. | Door burglar proofing in opening size 900 x 2100mm high | 1 | No
L20: TIMBER DOORS / SHUTTERS / HATCHES
Doors
45mm (Finished) Odum panelled door or approved equal with two open panels for and including solid hardwood raised and fielded panel size 450 x 600mm high comprising 100mm stiles, top and intermediate rails 225mm bottom rail
B. | 825 x 2050mm high | 2 | No
C. | 775 x 2050mm high | 1 | No
L23: DOOR / WINDOW FRAMES
Wrought hardwood
D. | 50 x 150mm frame plugged to blockwall or concrete, Odum or approved equal | 15 | m
M10: CEMENT: SAND / CONCRETE SCREEDS / FLOORING
Floor finishing
Screed; Cement and sand (1:4)
40mm work to floors on concrete base; screeded
E. | Level and to falls only but not exceeding 15 degrees from the horizontal | 43 | m2
40mm work to treads on concrete base
F. | Width 300mm | 2 | m
20mm work to plain risers on concrete base
G. | height 150mm | 2 | m
20mm work to skirting on concrete base
H. | height 100mm | 46 | m
M20: PLASTERED / RENDERED / ROUGHCAST COATINGS
Wall finishings
20mm cement and sand (1:4) backing to wall
J. | Width exceeding 300mm | 21 | m2
K. | Side of step | 2 | m2
20mm Cement and sand mortar (1:4) render
L. | Internal wall width exceeding 300mm | 159 | m2
M. | Internal wall width not exceeding 300mm | 2 | m2
N. | External wall width exceeding 300mm | 120 | m2
P. | Soffit | 3 | m2
Carried to Collection
External works
Gate house
Item | M40: STONE / CONCRETE / QUARRY / CERAMIC TILING / MOSAIC | Quantity | Unit | Rate | Gh¢ GhP
First grade porcelain tiles, non polished finish; symmetrical layout; bedding in Kerabond adhesive cement; pointing with grout 600 x 600 x 10mm units on sand and cement base; level or to falls only not exceeding 15 degrees from horizontal
A. | Sides of step | 1 | m2
B. | Risers 150mm high | 2 | m
C. | Tread 300mm wide | 2 | m
D. | Skirting 100mm high | 7 | m
E. | Bull-nosed non slip tiles to nosing of steps | 7 | m
First grade porcelain tiles, polished finish; symmetrical layout; bedding in Kerabond adhesive cement; pointing with grout 800 x 800 x 10mm units on sand and cement base; level or to falls only not exceeding 15 degrees from horizontal
F. | Floor width exceeding 300mm | 43 | m2
G. | Skirting 100mm high | 46 | m
H. | Extra over for rounded edges of skirting with metal strips | 46 | m
Ceramic tiles B.S 6431, glazed coloured 2 joints symmetrical layout in cement sand (1:3) mortar backing (measured separately) grouting with coloured cement grout to match 300 x 200 x 6mm units to walls
J. | Plain, width exceeding 300mm | 21 | m2
K. | Extra over rounded edges with metal strips | 12 | m
M60: PAINTING / CLEAR FINISHING
Prepare and apply two coats of ''ICI'' PVA putty or approved equal on
L. | Rendered wall internal | 159 | m2
M. | Rendered wall external | 120 | m2
N. | Rendered soffit | 2 | m2
P. | Soffit of plasterboard ceiling | 43 | m2
Prepare and apply three coats of ''ICI'' vinyl acrylic emulsion paint or approved equal on
Q. | Rendered wall internal | 159 | m2
R. | Rendered soffit | 2 | m2
S. | Soffit of plasterboard ceiling | 43 | m2
Prepare and apply three coats of ''ICI'' weatherguard paint or approved equal on
T. | Rendered wall external | 120 | m2
Prepare and apply one coat of ''ICI'' aluminium primer or approved equal on back of joinery before fixing
U. | Girth not exceeding 300mm | 5 | m2
| Carried to Collection |  |  |  | 0
External works
Gate house
Item |  | Quantity | Unit | Rate | Gh¢ GhP
Prepare, prime and apply two undercoats and one finishing coat of gloss ''ICI'' oil paint or approved equal on wood work
A. | General surfaces; girth exceeding 300mm | 20 | m2
B. | General surfaces; girth not exceeding 300mm | 5 | m2
N: FURNITURE / EQUIPMENT
N10: GENERAL FIXTURES / FURNISHINGS / EQUIPMENT
C. | Include the provisional sum of Ten thousand Ghana Cedis (Gh¢10,000.00) for furnishings, loose and built-in furniture as directed by the Architect
SANITARY FITTINGS
Sanitary fittings shall be Twyford, Armitage, Shank or approved equal
D | Supplying and install Close Couple Water Closet with 'S' or 'P' trap outlet approved colour, complete with and fittings , drop pipe, flexible connections and necessary water connection etc. | 1 | No
E | Supply and install UNDERMOUNT Wash Hand, complete with and fittings , drop pipe, flexible connections and necessary water connection etc. | 1 | No
F | Supply and install Kitchen Sink with Bottle trap outlet approved colour, complete with and fittings , drop pipe, flexible connections and necessary water connection etc. | 1 | No.
G | Supply and install 304 Stainless steel 150x150mm Floor Drain. | 1 | No
H | Supply and Install customized Sanitary Cabinet with Granite Top to conceal undermount basin and connections. | 1 | No
J | Anti-theft Toilet roll holder in metal with satin aluminium finish, screwed to wall 19 x 76 x 45mm deep | 1 | No
K | White plastic toilet brush and holder | 1 | No
Carried to Collection
External works
Gate house
Item |  | Quantity | Unit | Rate | Gh¢ GhP
P20: UNFRAMED ISOLATED TRIMS / SUNDRY ITEM / SKIRTING
Wrought hardwood
A. | 12 x 100mm Planted door batten | 15 | m
B. | 12 x 100mm moulded architrave | 30 | m
P21: IRONMONGERY
Supply and fix the following ironmongery as manufactured by ''WURTH'' and supplied by its local agents PERTOC LTD: TEL: 0244672121 / 0302248614 or equally approved to hardwood with and including matching screws
C. | Pair 100mm stainless steel butt hinges with double ball bearings | 5 | No
D. | 30 x 30mm Floor mounted, matt chrome plated door stopper | 2 | No
E. | Silver coloured anodized aluminium rosette indicator lock with DIN class 3 inner mechanism and stainless steel face plate | 1 | No
F. | Silver coloured anodized aluminium rosette mortice lock with master keyed reversible cylinder and DIN class 3 inner mechanism with stainless steel face plate | 2 | No
Water bars
G. | 50 x 50mm angle iron water bar fitted into cement ann sand screed for all doors | 2 | m
H. | Include the provisional sum of Ten thousand Ghana Cedis (Gh¢10,000.00) for electrical installation
J. | Include the provisional sum of Eighteen thousand Ghana Cedis (Gh¢18,000.00) for plumbing and mechanical installation
Carried to collection
External works
Gate house/ External services
Item |  | Quantity | Unit | Rate | Gh¢ GhP
COLLECTION
| Page No.4/5 |  | ..
| “ “ 4/6 |  | ..
| “ “ 4/7 |  | ..
| “ “ 4/8 |  | ..
| “ “ 4/9 |  | ..
| “ “ 4/10 |  | ..
“ “ 4/11
| “ “ 4/12 |  | ..
GATE HOUSE
CARRIED TO SUMMARY OF BILL No.4
Item | ACCESS ROAD | Quantity | Unit | Rate | Gh¢ GhP
A. | Include the provisional sum of Two hundred thousand Ghana Cedis (Gh¢200,000.00) for construction of access road to the facility
B. | Include the provisional sum of Twelve thousand Ghana Cedis (Gh¢12,000.00) for the relocation of 2nr. Electric concrete poles away from the proposed site
ACCESS ROAD
CARRIED TO SUMMARY OF BILL No.4
EXTERNAL SERVICES
GENERATOR PLATFORM
A | Trenches width exceeding 0.30m |  |  |  |  | A. | Include the provisional sum of One hundred and Twenty thousand Ghana Cedis (Gh¢120,000.00) for Mechanized borehole installation
| maximum depth not exceeding 1.50m | 5 | m3
[6 empty] | B. | Include the provisional sum of Twelve thousand Ghana Cedis (Gh¢12,000.00) for connection to mains
B | Disposal of excavated material
| Excavated material off site | 2 | m3 |  |  | C. | Include the provisional sum of Thirty- six thousand Ghana Cedis (Gh¢36,000.00) for storage water tank and Generator platform
| Excavated materials arising from Excavation |  |  |  |  | D. | Include the provisional sum of Twelve thousand Ghana Cedis (Gh¢12,000.00) for the relocation of 2nr. Electric concrete poles away from the proposed site
C | Filling to excavation
| average thickness not exceeding 0.25m | 3 | m3
Hardcore to be obtained off site
Filling to make up levels; depositing in layers
D | 150mm maximum thickness
| average thickness exceeding 0.25m | 2 | m3
E: IN-SITU CONCRETE/LARGE PRECAST
CONCRETE
Plain in-situ concrete; B. S. 5328 designed mix
C20, 20mm aggregate
E | Foundations
| generally | 1 | m3
E: IN-SITU CONCRETE/LARGE PRECAST
CONCRETE (Cont'd)
Reinforced in-situ concrete, B. S. 5328, designed
mix C30, 20mm aggregate, minimum cement
240 kg/m² vibrated
F | Beds
| generally | 1 | m3
G | Ground beam
| generally | 1 | m3
E20: FORMWORK FOR IN-SITU CONCRETE
Formwork and basic Finish
Sides of ground beams and edges of bed,
H | plain vertical
| height not exceeding 250mm | 5 | m
J | Edges of slab; plain vertical
| Height not exceeding 250mm | 13 | m
E30: REINFORCEMENT FOR IN-SITU CONCRETE
Reinforcement bars; B. S. 4449; hot rolled round
K | high tensile steel Bent / straight
| 12mm diameter in ground beam | 0.17 | T
L | 10mm diameter as links and stirrup | 0.19 | T
Steel mesh fabric reinforcement to bed
M | Reference A142, 2.22 kg/m²; 200mm side laps;
200mm end laps
| generally | 9 | m2
| C/F |  |  | Gh¢
| B/D |  |  | Gh¢
DAMP PROOF MEMBRANES
Transparent polythene sheeting; lapped joints;
A | 250 microns; 0.02mm thick Damp proofing
| General surfaces | 9 | m2
Anti-Termite Treatment
Hardcore filling material to be treated against
B | termite using anti-termite treatment chemicals as
| per engineer's specification | 9 | m2
F10: BRICK/BLOCK/WALLING
Sandcrete blocks, B.S. 6073, 400 x 215, solid
compressive strength 4.2N/mm²; in cement
mortar (1:4)
C | Walls
| 150mm thick; stretcher bond | 17 | m2
Construct shed over genset comprising 4No 3.15m high
75mm diameter tubler pipe post, with top welded to U-shaped
metal to hold hardwood rafter(m/s) and bottom flanged and
casted into (1:3:6-20mm aggregate) in concrete and 50mm x
150mm hardwood rafters and 50mm x 100mm purlins and
D | .5mm guage roofing sheet including excavation of and
| backfilling of pit to receive metal post. | 1 | Nr
GENERATOR PLATEFORM
| Carried to Collection |  |  | Gh¢
STORAGE WATER TANK PLINTH
E | Trenches width exceeding 0.30m
| maximum depth not exceeding 1.50m | 2 | m3
F | Pits
maximum depth not exceeding 1.500m, 4No.
G | Disposal of excavated material
| Excavated material off site | 2 | m3
Excavated materials arising from Excavation
H | Filling to excavation
| average thickness not exceeding 0.25m | 2 | m3
Hardcore to be obtained off site
J | Filling to make up levels; depositing in layers
150mm maximum thickness
| average thickness exceeding 0.25m | 2 | m3
E: IN-SITU CONCRETE/LARGE PRECAST
CONCRETE
Plain in-situ concrete; B. S. 5328 designed mix
K | C20, 20mm aggregate
Foundations
| generally | 1 | m3
| C/F |  |  | Gh¢
| B/D |  |  | Gh¢
E: IN-SITU CONCRETE/LARGE PRECAST
CONCRETE (Cont'd)
Reinforced in-situ concrete, B. S. 5328, designed
mix C30, 20mm aggregate, minimum cement
240 kg/m² vibrated
A | Columns
| generally | 1 | m3
B | Beds
| generally | 2 | m3
C | Ground beam
| generally | 2 | m3
E20: FORMWORK FOR IN-SITU CONCRETE
Formwork and basic Finish
Sides of ground beams and edges of bed,
D | plain vertical
| height not exceeding 250mm | 15 | m
E | Edges of slab; plain vertical
| Height not exceeding 250mm | 14 | m
F | Columns; isolated
regular shape; rectangular
E30: REINFORCEMENT FOR IN-SITU
CONCRETE
Reinforcement bars; B. S. 4449; hot rolled round
G | high tensile steel Bent / straight
| 12mm diameter in ground beam | 0.07 | T
H
| 10mm diameter as links and stirrup | 0.12 | T
Steel mesh fabric reinforcement to bed
Reference A142, 2.22 kg/m²; 200mm side laps;
J | 200mm end laps | 12 | m2
generally
DAMP PROOF MEMBRANES
Transparent polythene sheeting; lapped joints;
K | 250 microns; 0.02mm thick Damp proofing
| General surfaces | 12 | m2
Anti-Termite Treatment
Hardcore filling material to be treated against
L | termite using anti-termite treatment chemicals as
| per engineer's specification | 12 | m2
F10: BRICK/BLOCK/WALLING
Sandcrete blocks, B.S. 6073, 400 x 215, solid
compressive strength 4.2N/mm²; in cement
mortar (1:4)
M | Walls
| 150mm thick; stretcher bond | 8 | m2
STORAGE WATER TANK PLINTH
| Carried to Collection |  |  | Gh¢
BOREHOLE CONSTRUCTION
A
| Include the provisional sum of One hundred thousand Ghana Cedis (Gh¢100,000.00) for Mechanized borehole installation | 1 | No
BOREHOLE CONSTRUCTION
| Carried to Collection |  |  | Gh¢
APRON
B | Excavating
Trenches width exceeding 0.30m
| maximum depth not exceeding 1.50m | 9 | m3
C
Disposal of excavated material
| Excavated material off site | 4 | m3
D | Excavated materials arising from Excavation
| Filling to excavation | 5 | m3
average thickness not exceeding 0.25m
E | Plain in-situ concrete; B. S. 5328 designed mix C20, 20mm aggregate
Foundations
| generally | 4 | m3
F
Beds
| generally | 4 | m3
E20: FORMWORK FOR IN-SITU CONCRETE
G | Formwork and basic Finish
Sides of ground beams and edges of bed,
| plain vertical height not exceeding 250mm | 40 | m
F: MASONRY
F10: BRICK/BLOCK WALLING
H | Sandcrete blocks, B. S. 6073, 440 x 215mm, solid, compressive strength 4.2N/mm²; in cement mortar (1:4)
| 150mm thick; stretcher bond | 36 | m2
DAMP PROOF MEMBRANES
J | Transparent polythene sheeting; lapped joints; 250 microns; 0.02mm thick Damp proofing
| General surfaces | 24 | m2
M: SURFACE FINISHES
M20: PLASTERED/RENDERED/ROUGHCAST COATINGS
K | Mortar, cement and sand (1:4), steel trowelled
20mm work to walls on brickwork or blockwork base
| width exceeding 300mm | 16 | m2
Floor Finishing
Screet Cement and Sand (1:4)
L | 40mm work to floors on concrte base screeded
Level and to falls only but not exceeding 15 degrees
| from the horizontal | 24 | m2
M | M60: PAINTING/CLEAR FINISHING
One coat sealer, two coats ''ICI'' weatherguard acrylic paint or approved equal
| Cement rendered general surface girth exceeding 300mm | 16 | m2
APRON
| Carried to Collection |  |  | Gh¢
GENERATOR SET INSTALLATION
The following Item(s) are to be supplied and installed by a nominated sub-contractor.
Generator Set shall be of a Perkins 2506A-E15TAG2 Engine and a Stamford Alternator or approved equivalent
A | Allow a prime cost sum of Gh₵ 600,000.00 for the supply, Installation ,testing and commissioning 100 kVA, 3 phase, 4 wire, 50 Hz diesel generator set complete with sound proofing Canopy, mains energized by battery charger, control and alarm panel with 400A 4 pole Adjustable incoming circuit breaker, protective equipment, fuel tank and generator earthing. Allowable sound level 80 dB at 1 m distance from the canopy is according to the BS standards and relevant complience and test certificates. Common bed with "crushy foot" anti-vibration mounting is required. Water cooled diesel engine with radiator and electric starting equipments, batteries etc. |  | Item
B | Add: for Profit - | %
C | Add: for Attendance - | %
D | Supply and installation of 120mm2, 4 core, Cu/XLPE/ PVC cable in a suitable manner from Generator room to Main Panel board .(Payment based on Measure and pay basis) | 40 | m
GENERATOR SET INSTALLATION
| Carried to Collection |  |  | Gh¢
ELECTRICAL INSTALLATION
E | 1.5mm2 Surface Cable for Fence Wall lights | 540 | m
F | 2.5mm2 x 3 Flexible Cable from Gate house DB to the
| Pump at roof top | 180 | m
2.5mm2 x 4 Armored Cable for Power room as auxiliary
G | cable to Gen set | 50 | m
H | 6mm2 x 5 PVC Cable from Power room to Gate House | 60 | m
J | 6mm Surafce Cable from Gate House DB to Control switch of
| Surface Pump | 180 | m
K | 4c x 6mm Auto Flex Copper Cable from power room to lift
| room with Accessories | 30 | m
L | 16mm Auto flex Cable for looping between DBs | 630 | m
M | 18w Surafce lights | 4 | pcs
N | 24w recessed lights | 37 | pcs
P | 24w Surface mounted light | 2 | pcs
Q | Outside wall lights | 28 | pcs
R | Photocell | 4 | no
S | 32A 3-Pole contactor | 2 | no
T | Flood light 150W | 1 | no
U | Flood light 100W | 6 | no
V | Flood light 100W ( warm ) | 4 | no
X | Flood light 50W | 1 | no
| C/F |  |  | Gh¢
B/D
A | 18w Surafce lights | 4 | pcs
B | 24w recessed lights | 37 | pcs
C | 24w Surface mounted light | 2 | pcs
D | Outside wall lights | 28 | pcs
E | Photocell | 4 | no
F | 32A 3-Pole contactor | 2 | no
G | Flood light 150W | 1 | no
H | Flood light 100W | 6 | no
J | Flood light 100W ( warm ) | 4 | no
K | Flood light 50W | 1 | no
ELECTRICAL INSTALLATION
| Carried to Collection |  |  | Gh¢
COLLECTION
GENERATOR PLATFORM
STORAGE WATER TANK PLINTH
BOREHOLE CONSTRUCTION
APRON
GENERATOR SET INSTALLATION
ELECTRICAL INSTALLATION
EXTERNAL SERVICES
CARRIED TO SUMMARY OF BILL No.4
External works
SUMMARY
Gh¢ GhP
Page No. 4/2 - PAVED AREAS AND WALKWAY
'' '' 4/4 - FENCE WALL
'' '' 4/5 - LANDSCAPING AND HORTICULTURAL WORKS
'' '' 4/13 - GATE HOUSE
'' '' 4/14 - ACCESS ROAD
'' '' 4/19 - EXTERNAL SERVICES
BILL No.4 - EXTERNAL WORKS
CARRIED TO GENERAL SUMMARY

## Lift Installation
BILL No.5
HOME LIFT INSTALLATION
Home Lift installation
Item | HOME LIFT INSTALLATION | Quantity | Unit | Rate | Gh¢ GhP
A. | Include the Prime Sum of Seven hundred thousand Ghana Cedis (Gh¢700,000.00) for the installation of four passenger home Lift as manufactured by Orona, Tel: 0244151414 or approved equal
B. | Add for Profit | %
C. | Add for Attendance as described in "Preliminaries" | %
BILL No.5 - HOME LIFT INSTALLATION
| CARRIED TO GENERAL SUMMARY |  |  | Gh¢

## Signage
BILL No.6
SIGNAGE / ARTWORK
Signage/Artwork
Item | SIGNAGE / ARTWORK | Quantity | Unit | Rate | Gh¢ GhP
A. | Include the provisional sum of One hundred thousand Ghana Cedis (Gh¢100,000.00) for Signage / Artwork
BILL No.6 - SIGNAGE / ARTWORK
| CARRIED TO GENERAL SUMMARY |  |  | Gh¢

## General Summary
GENERAL SUMMARY
GENERAL SUMMARY
|  |  |  | Page | Gh¢ GhP
- | BILL No.1 - GENERAL CONDITIONS AND PRELIMINARIES | .. | .. | 1/19
- | BILL No.2 - SUBSTRUCTURE / GROUND FLOOR | .. | .. | 2/26
- | BILL No.3 - FIRST FLOOR | .. | .. | 3/21
- | BILL No.4 - EXTERNAL WORKS | .. | .. | 4/22
- | BILL No.5 - LIFT INSTALLATION | .. | .. | 5/2
- | BILL No.6 - SIGNAGE / ARTWORK | .. | .. | 6/2
Gh¢
Add | for insurance against liability for injury to
persons or property
Add | for insurance of the works against fire, etc.
Add | for water for the works
Add | for temporary lighting and power
Gh¢
Add | PHYSICAL CONTINGENCY | 10% | ..
Gh¢
Add | PRICE CONTINGENCY | 5% | ..
| TOTAL CARRIED TO FORM OF TENDER |  |  | Gh¢
Signed: ……………………………………………..
For and on behalf of: ………………………………
……………………………………………………..
Date: ………………………………………………